## 5.1.1
ASSIUT HYDROCRACKING COMPLEX
ANOPC
5. ENGINEERING/DESIGN
5.1 PROCESS DESIGN SAFETY
5.1.1 PROCESS DESIGN SAFETY SPECIFICATION
INDEX
TITLE | DOC. N° | REV.
FIREFIGHTING SPECIFICATION SYSTEM | 079254C-0000-JSD-1900-001 | B
FUNCTIONAL SPECIFICATION FOR SAFETY DESIGN (SAFETY PROCESS DESIGN CRITERIA) | 079254C-0000-JSD-1900-03 | B
FIRE AND GAS DETECTION SYSTEM SPECIFICATION | 079254C-0000-JSD-1950-001 | C
PASSIVE FIRE PROTECTION SPECIFICATION | 079254C-0000-JSD-1980-001 | C
PLANT NOISE CONTROL SPECIFICATION | 079254C-0000-JSD-6000-01 | B
EQUIPMENT NOISE CONTROL SPECIFICATION | 079254C-0000-JSD-6000-02 | B
ACOUSTIC INSULATION FOR PIPES, VALVES AND FLANGES | 079254C-0000-JSD-6000-03 | B
EFFLUENT MANAGEMENT PHILOSOPHY (ENVIRONMENTAL PROTECTION DESIGN CRITERIA) | 079254C-0000-JSD-6200-001 | B
Project
079254C
Unit
0000
Document Code
ML 100
Serial N°
Rev.
0
Page
-

## 5.1.2
ASSIUT HYDROCRACKING COMPLEX
ANOPC
5. ENGINEERING/DESIGN
5.1 PROCESS DESIGN SAFETY
5.1.2 PROCESS HAZARD ANALYSIS PROCEDURE
INDEX
TITLE | DOC. N° | REV.
PROCESS HAZARD ANALYSIS PROCEDURE | 079254C-0000-PP-202 | C
Project
079254C
Unit
0000
Document Code
ML 100
Serial N°
Rev.
0
Page
-

## 5.1.3
ASSIUT HYDROCRACKING COMPLEX
ANOPC
5. ENGINEERING/DESIGN
5.1 PROCESS DESIGN SAFETY
5.1.3 INFO FOR HAZARDOUS AREA CLASSIFICATION
INDEX
TITLE | DOC. N° | REV.
INFO FOR HAZARDOUS AREA CLASSIFICATION UNIT 38 CONDENSATE COLLECTION | 079254C-1038-NM-1920-001 | A
INFO FOR HAZARDOUS AREA CLASSIFICATION UNIT 51 WASTE WATER COLLECTION UNIT | 079254C-1051-NM-1920-001 | A
INFO FOR HAZARDOUS AREA CLASSIFICATION UNIT 03 HYDROCRACKING UNIT (HCKU) | 079254C-1B03-NM-1920-001 | B
HAZARDOUS AREA CLASSIFICATION SCHEDULE DISTILLATE HYDROTREATER UNIT (DHTU) - UNIT 02 | 079254C-1C02-NM-1920-001 | C
INFO FOR HAZARDOUS AREA CLASSIFICATION UNIT 05 DELAYED COKING UNIT (DCU) | 079254C-1D05-NM-1920-001 | B
INFO FOR HAZARDOUS AREA CLASSIFICATION UNIT 09 GAS SWEETENING & AMINE REGENERATION UNIT | 079254C-1E09-NM-1920-001 | B
INFO FOR HAZARDOUS AREA CLASSIFICATION UNIT 10 SWR UNIT | 079254C-1E10-NM-1920-001 | B
INFO FOR HAZARDOUS AREA CLASSIFICATION UNIT 52 WASTE WATER TREATMENT UNIT | 079254C-1F52-NM-1920-001 | A
INFO FOR HAZARDOUS AREA CLASSIFICATION UNIT 30 RAW WATER TREATMENT UNIT | 079254C-1G30-NM-1920-001 | A
INFO FOR HAZARDOUS AREA CLASSIFICATION UNIT 32 SERVICE WATER UNIT | 079254C-1G32-NM-1920-001 | A
INFO FOR HAZARDOUS AREA CLASSIFICATION UNIT 33 COOLING WATER UNIT | 079254C-1G33-NM-1920-001 | A
INFO FOR HAZARDOUS AREA CLASSIFICATION UNIT 34 POTABLE WATER UNIT | 079254C-1G34-NM-1920-001 | A
INFO FOR HAZARDOUS AREA CLASSIFICATION UNIT 35 DEMINERALIZED WATER UNIT | 079254C-1G35-NM-1920-001 | A
INFO FOR HAZARDOUS AREA CLASSIFICATION UNIT 36 CONDENSATE TREATMENT | 079254C-1G36-NM-1920-001 | A
INFO FOR HAZARDOUS AREA CLASSIFICATION UNIT 37 BOILER FEED WATER AND STEAM GENERATION | 079254C-1G37-NM-1920-001 | A
INFO FOR HAZARDOUS AREA CLASSIFICATION UNIT 41 INSTRUMENT AND PLANT AIR | 079254C-1G41-NM-1920-001 | A
INFO FOR HAZARDOUS AREA CLASSIFICATION UNIT 43 CAUSTIC STORAGE AND DISTRIBUTION | 079254C-1G43-NM-1920-001 | A
INFO FOR HAZARDOUS AREA CLASSIFICATION UNIT 44 REFINERY FUEL GAS | 079254C-1G44-NM-1920-001 | A
INFO FOR HAZARDOUS AREA CLASSIFICATION UNIT 45 NATURAL GAS RECEIVING AND DISTRIBUTION | 079254C-1G45-NM-1920-001 | A
HAZARDOUS AREA CLASSIFICATION SCHEDULE - OFF-PLOT TANK FARM UNIT - UNIT 61 | 079254C-2B61-NM-1920-001 | A
Project
079254C
Unit
0000
Document Code
ML 100
Serial N°
Rev.
0
Page
-

## 5.1.4
ASSIUT HYDROCRACKING COMPLEX
ANOPC
5. ENGINEERING/DESIGN
5.1 PROCESS DESIGN SAFETY
5.1.4 FIRE FIGHTING; FIREPROOFING AND FIRE DETECTION SYSTEM LAYOUTS
INDEX
TITLE | DOC. N° | REV.
MAIN FIRE WATER NETWORK LAYOUT | 079254C-0000-DW-1933-001-01 | B
VDU UNIT 01 - FIREFIGHTING LAYOUT | 079254C-1A01-DW-1933-001-01 | C
VDU UNIT 01 - FIRE AND GAS DETECTION LAYOUT | 079254C-1A01-DW-1950-001-01 | B
VDU UNIT 01 - FIREPROOFING LAYOUT | 079254C-1A01-DW-1980-001-01 | B
HYDROCRACKER UNIT UNIT FIRE FIGHTING LAYOUT | 079254C-1B03-DW-1933-001-01 | B
HYDROCRACKER UNIT UNIT FIRE & GAS LAYOUT | 079254C-1B03-DW-1950-001-01 | B
HYDROCRACKER UNIT UNIT PASSIVE FIRE PROTECTION LAYOUT | 079254C-1B03-DW-1980-001-01 | B
HYDROGEN PRODUCTION UNIT FIREFIGHTING LAYOUT | 079254C-1B04-DW-1933-001-01 | B
HYDROGEN PRODUCTION UNIT FIRE & GAS LAYOUT | 079254C-1B04-DW-1950-001-01 | B
HYDROGEN PRODUCTION UNIT PASSIVE FIRE PROTECTION LAYOUT | 079254C-1B04-DW-1980-001-01 | B
DHT UNIT 02 - FIREFIGHTING LAYOUT | 079254C-1C02-DW-1933-001-01 | C
DHT - UNIT 02 FIRE AND GAS DETECTION LAYOUT | 079254C-1C02-DW-1950-001-01 | B
DHT - UNIT 02 FIRE EXPOSED ENVELOPE LAYOUT | 079254C-1C02-DW-1980-001-01 | B
DELAYED COKER UNIT FIREFIGHTING LAYOUT | 079254C-1D05-DW-1933-001-01 | B
DELAYED COKER UNIT FIRE & GAS LAYOUT | 079254C-1D05-DW-1950-001-01 | B
DELAYED COKER UNIT PASSIVE FIRE PROTECTION LAYOUT | 079254C-1D05-DW-1980-001-01 | B
COKE STORAGE AND HANDLING UNIT FIREFIGHTING LAYOUT | 079254C-1D55-DW-1933-001-01 | B
COKE STORAGE AND HANDLING UNIT FIRE AND GAS LAYOUT | 079254C-1D55-DW-1950-001-01 | B
COKE STORAGE AND HANDLING UNIT PASSIVE FIRE PROTECTION LAYOUT | 079254C-1D55-DW-1980-001-01 | B
AMINE REGENERATION UNIT FIREFIGHTING LAYOUT | 079254C-1E09-DW-1933-001-01 | B
AMINE REGENERATION UNIT FIRE & GAS LAYOUT | 079254C-1E09-DW-1950-001-01 | B
AMINE REGENERATION UNIT PASSIVE FIRE PROTECTION LAYOUT | 079254C-1E09-DW-1980-001-01 | B
SOUR WATER STRIPPER UNIT FIREFIGHTING LAYOUT | 079254C-1E10-DW-1933-001-01 | B
SOUR WATER STRIPPER UNIT UNIT FIRE & GAS LAYOUT | 079254C-1E10-DW-1950-001-01 | B
SOUR WATER STRIPPER UNIT PASSIVE FIRE PROTECTION LAYOUT | 079254C-1E10-DW-1980-001-01 | B
WASTE WATER TREATMENT UNIT FIREFIGHTING LAYOUT | 079254C-1F52-DW-1933-001-01 | B
WASTE WATER TREATMENT UNIT FIRE & GAS LAYOUT | 079254C-1F52-DW-1950-001-01 | B
WASTE WATER TREATMENT UNIT PASSIVE FIRE PROTECTION LAYOUT | 079254C-1F52-DW-1980-001-01 | B
UTILITIES AREA UNIT FIREFIGHTING LAYOUT | 079254C-1G00-DW-1933-001-01 | B
UTILITIES AREA FIRE & GAS LAYOUT | 079254C-1G00-DW-1950-001-01 | B
UTILITIES AREA PASSIVE FIRE PROTECTION LAYOUT | 079254C-1G00-DW-1980-001-01 | B
COOLING WATER UNIT UNIT FIREFIGHTING LAYOUT | 079254C-1G33-DW-1933-001-01 | B
COOLING WATER UNIT FIRE & GAS LAYOUT | 079254C-1G33-DW-1950-001-01 | B
COOLING WATER UNIT PASSIVE FIRE PROTECTION LAYOUT | 079254C-1G33-DW-1980-001-01 | B
SRU - UNIT 11 FIREFIGHTING LAYOUT | 079254C-1L11-DW-1933-001-01 | C
SRU UNIT 11 FIRE AND GAS DETECTION LAYOUT | 079254C-1L11-DW-1950-001-01 | B
SSU-UNIT 54 FIREFIGHTING LAYOUT | 079254C-1L54-DW-1933-001-01 | C
SSU- UNIT 54 FIRE AND GAS DETECTION LAYOUT | 079254C-1L54-DW-1950-001-01 | B
FLARE UNIT FIREFIGHTING LAYOUT | 079254C-1M50-DW-1933-001-01 | B
FLARE UNIT FIRE & GAS DETECTION LAYOUT | 079254C-1M50-DW-1950-001-01 | B
FLARE UNIT PASSIVE FIRE PROTECTION LAYOUT | 079254C-1M50-DW-1980-001-01 | B
REFINERY INTERCONNECTING UNIT FIREFIGHTING LAYOUT | 079254C-1M58-DW-1933-001-01 | A
REFINERY INTERCONNECTING UNIT FIREFIGHTING LAYOUT | 079254C-1M58-DW-1933-002-01 | A
REFINERY INTERCONNECTING UNIT FIRE & GAS DETECTION LAYOUT | 079254C-1M58-DW-1950-001-01 | A
REFINERY INTERCONNECTING UNIT FIRE AND GAS DETECTION LAYOUT | 079254C-1M58-DW-1950-002-01 | A
REFINERY INTERCONNECTING UNIT PASSIVE FIRE PROTECTION LAYOUT | 079254C-1M58-DW-1980-001-01 | A
REFINERY INTERCONNECTING UNIT PASSIVE FIRE PROTECTION LAYOUT | 079254C-1M58-DW-1980-002-01 | A
TFU - UNIT 53 FIREFIGHTING LAYOUT | 079254C-1N53-DW-1933-001-01 | C
TFU - UNIT 53 FIREFIGHTING LAYOUT | 079254C-1N53-DW-1933-001-02 | A
TFU - UNIT 53 FIRE AND GAS DETECTION LAYOUT | 079254C-1N53-DW-1950-001-01 | C
TFU - UNIT 53 FIREPROOFING LAYOUT | 079254C-1N53-DW-1980-001-01 | B
TFU - UNIT 53 FIREPROOFING LAYOUT | 079254C-1N53-DW-1980-001-02 | A
BUILDING AREA FIREFIGHTING LAYOUT | 079254C-1P70-DW-1933-01-01 | C
OTFU- UNIT 61- OFF-PLOT TANK FARM FIREFIGHTING LAYOUT | 079254C-2B61-DW-1933-001-01 | A
OTFU- UNIT 61- OFF-PLOT TANK FARM FIREFIGHTING LAYOUT | 079254C-2B61-DW-1933-001-02 | A
OTFU- UNIT 61- OFF-PLOT TANK FARM FIREFIGHTING LAYOUT | 079254C-2B61-DW-1933-001-03 | A
OTFU- UNIT 61- OFF-PLOT TANK FARM FIREFIGHTING LAYOUT | 079254C-2B61-DW-1933-001-04 | A
OTFU- UNIT 61-OFF-PLOT TANK FARM FIRE AND GAS DETECTION LAYOUT | 079254C-2B61-DW-1950-001-01 | A
OTFU- UNIT 61-OFF-PLOT TANK FARM FIRE AND GAS DETECTION LAYOUT | 079254C-2B61-DW-1950-001-02 | A
OTFU- UNIT 61-OFF-PLOT TANK FARM FIRE AND GAS DETECTION LAYOUT | 079254C-2B61-DW-1950-001-03 | A
OTFU- UNIT 61-OFF-PLOT TANK FARM FIRE AND GAS DETECTION LAYOUT | 079254C-2B61-DW-1950-001-04 | A
OTFU - UNIT 61 OFF-PLOT TANK FARM FIREPROOFING LAYOUT | 079254C-2B61-DW-1980-001-01 | A
OTFU - UNIT 61 OFF-PLOT TANK FARM FIREPROOFING LAYOUT | 079254C-2B61-DW-1980-001-02 | A
OTFU - UNIT 61 OFF-PLOT TANK FARM FIREPROOFING LAYOUT | 079254C-2B61-DW-1980-001-03 | A
OTFU - UNIT 61 OFF-PLOT TANK FARM FIREPROOFING LAYOUT | 079254C-2B61-DW-1980-001-04 | A
Project
079254C
Unit
0000
Document Code
ML 100
Serial N°
Rev.
0
Page
-

## 5.1.5
ASSIUT HYDROCRACKING COMPLEX
ANOPC
5. ENGINEERING/DESIGN
5.1 PROCESS DESIGN SAFETY
5.1.5 FIRE FIGHTING; FIREPROOFING AND FIRE DETECTION SCHEDULES
INDEX
TITLE | DOC. N° | REV.
HAZARDOUS AREA CLASSIFICATION SCHEDULE VACUUM DISTILLATION UNIT (VDU) - UNIT 01 | 079254C-1A01-NM-1920-001 | C
HAZARDOUS AREA CLASSIFICATION SCHEDULE IN-PLOT TANK FARM UNIT - UNIT 53 | 079254C-1N53-NM-1920-001 | C
HAZARDOUS AREA CLASSIFICATION SCHEDULE SULPHUR RECOVERY UNIT - UNIT 11 SULPHUR SOLDIFICATION UNIT - UNIT 54 | 079254C-1L11-NM-1920-01 | C
Project
079254C
Unit
0000
Document Code
ML 100
Serial N°
Rev.
0
Page
-

## 5.1.6
ASSIUT HYDROCRACKING COMPLEX
ANOPC
5. ENGINEERING/DESIGN
5.1 PROCESS DESIGN SAFETY
5.1.6 HAZID/ENVID REPORTS
INDEX
TITLE | DOC. N° | REV.
HAZARD / ENVIRONMENTAL IDENTIFICAION (HAZID / ENVID) REPORT | 079254C-0000-ML-201 | B
QUANTITATIVE RISK ASSESSMENT STUDY REPORT | 079254C-0000-ML-205 | B
Project
079254C
Unit
0000
Document Code
ML 100
Serial N°
Rev.
0
Page
-

## 5.1.7
ASSIUT HYDROCRACKING COMPLEX
ANOPC
5. ENGINEERING/DESIGN
5.1 PROCESS DESIGN SAFETY
5.1.7 WHAT IF REPORTS
INDEX
TITLE | DOC. N° | REV.
WHAT IF REPORT - VDU | 079254C-1A01-ML-212 | A
WHAT IF REPORT - HCKU | 079254C-1B03-ML-212 | A
WHAT IF REPORT - HPU | 079254C-1B04-ML-212 | A
WHAT IF REPORT - DHTU | 079254C-1C02-ML-212 | A
WHAT IF REPORT - DCU | 079254C-1D05-ML-212 | A
WHAT IF REPORT - ARU | 079254C-1E09-ML-212 | A
WHAT IF REPORT - SWSU | 079254C-1E10-ML-212 | A
WHAT IF REPORT - SRU & TGTU | 079254C-1L11-ML-212 | A
Project
079254C
Unit
0000
Document Code
ML 100
Serial N°
Rev.
0
Page
-

## 5.1.8
ASSIUT HYDROCRACKING COMPLEX
ANOPC
5. ENGINEERING/DESIGN
5.1 PROCESS DESIGN SAFETY
5.1.8 FIRE WATER DISTRIBUTION P&I DIAGRAMS
INDEX
TITLE | DOC. N° | REV.
VDU UNIT 01 FIRE WATER NETWORK P&ID | 079254C-1A01-PID-1931-001-01 | B
PIPING & INSTRUMENT DIAGRAM HCKU - UNIT 03 FIRE WATER DISTRIBUTION P&ID | 079254C-1B03-PID-1931-701-01 | A
PIPING & INSTRUMENT DIAGRAM HCKU - UNIT 03 FIRE WATER DISTRIBUTION P&ID | 079254C-1B03-PID-1931-702-01 | A
PIPING & INSTRUMENT DIAGRAM HPU-UNIT 04 FIRE WATER DISTRIBUTION P&ID | 079254C-1B04-PID-1931-701-01 | B
DHT UNIT 02 FIRE WATER NETWORK P&ID | 079254C-1C02-PID-1931-001-01 | B
PIPING & INSTRUMENT DIAGRAM DCU - UNIT 05 FIRE WATER NETWORK | 079254C-1D05-PID-1931-701-01 | B
PIPING & INSTRUMENT DIAGRAM DCU - UNIT 05 FIRE WATER NETWORK | 079254C-1D05-PID-1931-702-01 | B
PIPING AND INSTRUMENT DIAGRAM ARU-UNIT 09 FIRE WATER DISTRIBUTION | 079254C-1E09-PID-1931-701-01 | B
PIPING & INSTRUMENT DIAGRAM SWSU - UNIT 10 FIRE WATER NETWORK | 079254C-1E10-PID-1931-701-01 | B
WASTE WATER TREATMENT UNIT PIPING & INSTRUMENTATION DIAGRAM | 079254C-1F52-PID-1931-701-01 | A
UTILITIES AREA PIPING & INSTRUMENTATION DIAGRAM | 079254C-1G00-PID-1931-701-01 | A
COOLING WATER UNIT PIPING & INSTRUMENTATION DIAGRAM | 079254C-1G33-PID-1931-701-01 | A
PIPING & INSTRUMENT DIAGRAM SRU - UNIT 11 FIRE WATER NETWORK P&ID | 079254C-1L11-PID-1931-001-01 | B
PIPING & INSTRUMENT DIAGRAM SS- UNIT 54 FIRE WATER NETWORK P&ID | 079254C-1L54-PID-1931-001-01 | B
PIPING AND INSTRUMENT DIAGRAM FLAU - UNIT 50 FIRE WATER NETWORK | 079254C-1M50-PID-1931-701-01 | A
PIPING & INSTRUMENT DIAGRAM RIU - UNIT 58 FIRE WATER NETWORK | 079254C-1M58-PID-1931-701-01 | A
PIPING AND INSTRUMENT DIAGRAM RIU - UNIT 58 FIRE WATER NETWORK | 079254C-1M58-PID-1931-702-01 | A
TFU - UNIT 53 FIRE WATER NETWORK P&ID | 079254C-1N53-PID-1931-001-01 | B
PIPING & INSTRUMENT DIAGRAM BUILDING AREA FIRE WATER NETWORK P&ID | 079254C-1P70-PID-1931-001-01 | B
PIPING & INSTRUMENT DIAGRAM COKE HANDLING AND STORAGE SYSTEM FIRE WATER DISTRIBUTION P&ID | 079254C-1D55-PID-1931-701-01 | B
Project
079254C
Unit
0000
Document Code
ML 100
Serial N°
Rev.
0
Page
-

## 5.2.1
ASSIUT HYDROCRACKING COMPLEX
ANOPC
5. ENGINEERING/DESIGN
5.2 PROCESS ENGINEERING
5.2.1 ENGINEERING SPECIFICATION BASIS OF DESIGN
INDEX
TITLE | DOC. N° | REV.
ENGINEERING SPECIFICATION BASIS OF DESIGN PROCESS DEPARTMENT | 079254C-1B04-JSD-0000-01 | B
ENGINEERING SPECIFICATION PROCESS DESCRIPTION HYDROGEN PLANT | 079254C-1B04-JSD-0000-04 | A
ENGINEERING SPECIFICATION GUIDELINES FOR DETAILED ENGINEERING CONTRACTOR HYDROGEN PRODUCTION UNIT | 079254C-1B04-JSD-0000-06 | A
Project
079254C
Unit
0000
Document Code
ML 100
Serial N°
Rev.
0
Page
-

## 5.2.2
ASSIUT HYDROCRACKING COMPLEX
ANOPC
5. ENGINEERING/DESIGN
5.2 PROCESS ENGINEERING
5.2.2 BASIC PROCESS DESIGN
INDEX
TITLE | DOC. N° | REV.
BASIC PROCESS DESIGN REQUIREMENTS AND CRITERIA | 079254C-0000-JSD-0000-02 | B
Project
079254C
Unit
0000
Document Code
ML 100
Serial N°
Rev.
0
Page
-

## 5.2.3
ASSIUT HYDROCRACKING COMPLEX
ANOPC
5. ENGINEERING/DESIGN
5.2 PROCESS ENGINEERING
5.2.3 PROCESS DESIGN BASIS
INDEX
TITLE | DOC. N° | REV.
PROCESS DESIGN BASIS UNIT 01 VACUUM DISTILLATION UNIT | 079254C-1A01-CN-0007-001 | B
PROCESS DESIGN BASIS UNIT 04 - HYDROGEN PRODUCTION UNIT (HPU) | 079254C-1B04-CN-0007-01 | B
PROCESS DESIGN BASIS UNIT 05 DELAYED COKER UNIT (DCU) | 079254C-1D05-CN-0007-01 | 0
PROCESS DESIGN BASIS UNIT 09 GAS SWEETENING AND AMINE REGENERATION UNIT (ARU) | 079254C-1E09-CN-0007-01 | B
PROCESS DESIGN BASIS UNIT 10 SOUR WATER STRIPPER UNIT | 079254C-1E10-CN-0007-01 | B
BASIS OF DESIGN FOR WASTE WATER COLLECTION AND TREATMENT UNITS - UNIT 51 AND 52 | 079254C-1F52-CN-0007-001 | A
BASIS OF DESIGN FOR RAW WATER TREATMENT UNIT & SERVICE WATER UNIT UNIS 30 & 32 | 079254C-1G30-CN-0007-001 | A
BASIS OF DESIGN FOR COOLING WATER UNIT 33 | 079254C-1G33-CN-0007-001 | B
BASIS OF DESIGN FOR DEMINERALIZED WATER UNIT UNIT 35 | 079254C-1G35-CN-0007-001 | B
BASIS OF DESIGN FOR CONDENSATE COLLECTION AND TREATMENT UNIT 36 & 38 | 079254C-1G36-CN-0007-001 | A
BASIS OF DESIGN FOR BOILER FEED WATER AND STEAM GENERATION UNIT 37 | 079254C-1G37-CN-0007-001 | A
BASIS OF DESIGN FOR INSTRUMENT AND PLANT AIR UNIT 41 | 079254C-1G41-CN-0007-001 | A
BASIS OF DESIGN FOR CAUSTIC STORAGE AND DISTRIBUTION UNIT 43 | 079254C-1G43-CN-0007-001 | B
BASIS OF DESIGN FOR REFINERY FUEL GAS UNIT 44 | 079254C-1G44-CN-0007-001 | A
BASIS OF DESIGN FOR NATURAL GAS RECEIVING AND DISTRIBUTION UNIT 45 | 079254C-1G45-CN-0007-001 | A
PROCESS DESIGN BASIS UNIT 53 IN-PLOT TANK FARM UNIT | 079254C-1N53-CN-0007-001 | F
PROCESS DESIGN BASIS UNIT 61 OFF-PLOT TANK FARM UNIT | 079254C-2B61-CN-0007-001 | F
Project
079254C
Unit
0000
Document Code
ML 100
Serial N°
Rev.
0
Page
-

## 5.2.4
ASSIUT HYDROCRACKING COMPLEX
ANOPC
5. ENGINEERING/DESIGN
5.2 PROCESS ENGINEERING
5.2.4 PROCESS DESCRIPTION
INDEX
TITLE | DOC. N° | REV.
INTERLOCK PROCESS DESCRIPTION UNIT 38 CONDENSATE COLLECTION UNIT | 079254C-1038-CN-0009-002 | A
INTERLOCK PROCESS DESCRIPTION UNIT 51 WASTE WATER COLLECTION | 079254C-1051-CN-0009-002 | A
PROCESS DESCRIPTION UNIT 01 VACUUM DISTILLATION UNIT (VDU) | 079254C-1A01-CN-0008-01 | A
PROCESS DESCRIPTION UNIT 01 VACUUM DISTILLATION UNIT | 079254C-1A01-CN-0009-001 | B
INTERLOCK PROCESS DESCRIPTION UNIT 01 VACUUM DISTILLATION UNIT | 079254C-1A01-CN-0009-002 | B
INTERLOCK PROCESS DESCRIPTION UNIT 03 HYDROCRACKER UNIT (HCKU) | 079254C-1B03-CN-0009-002 | A
INTERLOCK PROCESS DESCRIPTION UNIT 02 DISTILLATE HYDROTREATING UNIT | 079254C-1C02-CN-0009-002 | B
INTERLOCK PROCESS DESCRIPTION UNIT 05 DELAYED COKER | 079254C-1D05-CN-0009-002 | A
INTERLOCK PROCESS DESCRIPTION UNIT 09 GAS SWEETENING AND AMINE REGENREATION UNIT | 079254C-1E09-CN-0009-002 | A
PROCESS DESCRIPTION UNIT 09 GAS SWEETENING & AMINE REGENERATION UNIT (ARU) | 079254C-1E09-CN-0009-01 | A
INTERLOCK PROCESS DESCRIPTION UNIT 10 SOUR WATER STRIPPER | 079254C-1E10-CN-0009-002 | B
PROCESS DESCRIPTION FOR WASTE WATER TREATMENT UNIT 52 | 079254C-1F52-CN-0009-01 | A
INTERLOCK PROCESS DESCRIPTION UNIT 32 SERVICE WATER UNIT | 079254C-1G32-CN-0009-002 | A
PROCESS DESCRIPTION UNIT 32 SERVICE WATER UNIT | 079254C-1G32-CN-0009-01 | A
INTERLOCK PROCESS DESCRIPTION UNIT 33 COOLING WATER UNIT | 079254C-1G33-CN-0009-002 | A
PROCESS DESCRIPTION UNIT 33 COOLING WATER UNIT | 079254C-1G33-CN-0009-01 | A
PROCESS DESCRIPTION UNIT 34 POTABLE WATER DISTRIBUTION SYSTEM | 079254C-1G34-CN-0009-001 | A
INTERLOCK DESCRIPTION UNIT 34 POTABLE WATER DISTRIBUTION SYSTEM | 079254C-1G34-CN-0009-002 | A
INTERLOCK PROCESS DESCRIPTION UNIT 35 DEMINERALIZED WATER UNIT | 079254C-1G35-CN-0009-002 | A
PROCESS DESCRIPTION UNIT 35 DEMINERALIZED WATER UNIT | 079254C-1G35-CN-0009-01 | A
INTERLOCK PROCESS DESCRIPTION UNIT 36 CONDENSATE COLLECTION AND TREATMENT UNIT | 079254C-1G36-CN-0009-002 | A
PROCESS DESCRIPTION UNIT 36 &38 CONDENSATE COLLECTION AND TREATMENT | 079254C-1G36-CN-0009-01 | A
INTERLOCK PROCESS DESCRIPTION UNIT 37 BFW & STEAM GENERATION UNIT | 079254C-1G37-CN-0009-002 | A
PROCESS DESCRIPTION UNIT 37 BOILER FEED WATER AND STEAM GENERATION | 079254C-1G37-CN-0009-01 | A
INTERLOCK PROCESS DESCRIPTION UNIT 41 INSTRUMENT AND PLANT AIR UNIT | 079254C-1G41-CN-0009-002 | A
PROCESS DESCRIPTION UNIT 41 INSTRUMENT AND PLANT AIR | 079254C-1G41-CN-0009-01 | A
INTERLOCK PROCESS DESCRIPTION UNIT 43 CAUSTIC SODA UNIT | 079254C-1G43-CN-0009-002 | A
PROCESS DESCRIPTION UNIT 43 CAUSTIC STORAGE AND DISTRIBUTION | 079254C-1G43-CN-0009-01 | A
PROCESS DESCRIPTION UNIT 44 REFINERY FUEL GAS | 079254C-1G44-CN-0009-01 | A
PROCESS DESCRIPTION UNIT 45 NATURAL GAS RECEIVING AND DISTRIBUTION | 079254C-1G45-CN-0009-01 | A
INTERLOCK PROCESS DESCRIPTION UNIT 53 IN-PLOT TANK FARM | 079254C-1N53-CN-0009-001 | A
Project
079254C
Unit
0000
Document Code
ML 100
Serial N°
Rev.
0
Page
-

## 5.2.5
ASSIUT HYDROCRACKING COMPLEX
ANOPC
5. ENGINEERING/DESIGN
5.2 PROCESS ENGINEERING
5.2.5 PROCESS FLOW DIAGRAMS
INDEX
TITLE | DOC. N° | REV.
PROCESS FLOW DIAGRAMS UNIT 38 CONDENSATE COLLECTION | 079254C-1038-PFD-0010-001-01 | B
PROCESS FLOW DIAGRAMS UNIT 38 CONDENSATE COLLECTION | 079254C-1038-PFD-0010-002-01 | A
DPDT DIAGRAM UNIT 38 CONDENSATE COLLECTION | 079254C-1038-PFD-0010-004-01 | A
DPDT DIAGRAM UNIT 38 CONDENSATE COLLECTION | 079254C-1038-PFD-0010-004-02 | A
DPDT DIAGRAM UNIT 51 WASTE WATER COLLECTION OILY WATER LIFTING STATIONS | 079254C-1051-PFD-0006-001-01 | A
DPDT DIAGRAM UNIT 51 WASTE WATER COLLECTION SANITARY WATER COLLECTION | 079254C-1051-PFD-0006-002-01 | A
PROCESS FLOW DIAGRAM UNIT 51 WASTE WATER COLLECTION OILY WATER LIFTING STATIONS | 079254C-1051-PFD-0010-001-01 | A
PROCESS FLOW DIAGRAM UNIT 51 WASTE WATER COLLECTION SANITARY WATER COLLECTION | 079254C-1051-PFD-0010-002-01 | A
PROCESS FLOW DIAGRAMS UNIT 01 VACUUM DISTILLATION UNIT PREHEATING TRAIN AL/AH CASE | 079254C-1A01-PFD-0010-001-01 | B
PROCESS FLOW DIAGRAMS UNIT 01 VACUUM DISTILLATION UNIT VACUUM TOWER AL/AH CASE | 079254C-1A01-PFD-0010-001-02 | B
PROCESS FLOW DIAGRAMS UNIT 01 VACUUM DISTILLATION UNIT PRODUCTS COOLING AL/AH CASE | 079254C-1A01-PFD-0010-001-03 | B
PROCESS FLOW DIAGRAMS UNIT 01 VACUUM DISTILLATION UNIT AMINE ABSORBER UNIT AL/AH CASE | 079254C-1A01-PFD-0010-001-04 | B
PROCESS FLOW DIAGRAMS UNIT 01 VACUUM DISTILLATION UNIT PREHEATING TRAIN GUPCO CASE | 079254C-1A01-PFD-0010-002-01 | B
PROCESS FLOW DIAGRAMS UNIT 01 VACUUM DISTILLATION UNIT VACUUM TOWER GUPCO CASE | 079254C-1A01-PFD-0010-002-02 | B
PROCESS FLOW DIAGRAMS UNIT 01 VACUUM DISTILLATION UNIT PRODUCTS COOLING GUPCO CASE | 079254C-1A01-PFD-0010-002-03 | B
PROCESS FLOW DIAGRAMS UNIT 01 VACUUM DISTILLATION UNIT AMINE ABSORBER GUPCO CASE | 079254C-1A01-PFD-0010-002-04 | B
DPDT DIAGRAM UNIT 01 - VACUUM DISTILLATION UNIT PREHEATING TRAIN | 079254C-1A01-PFD-0010-003-01 | C
DPDT DIAGRAM UNIT 01 - VACUUM DISTILLATION UNIT VACUUM TOWER | 079254C-1A01-PFD-0010-003-02 | C
DPDT DIAGRAM UNIT 01 - VACUUM DISTILLATION UNIT PRODUCTS COOLING | 079254C-1A01-PFD-0010-003-03 | C
DPDT DIAGRAM UNIT 01 - VACUUM DISTILLATION UNIT AMINE ABSORBER UNIT | 079254C-1A01-PFD-0010-003-04 | C
PROCESS FLOW DIAGRAMS UNIT 03 - HCKU - FEED SECTION | 079254C-1B03-PFD-0010-003-01 | B
PROCESS FLOW DIAGRAMS UNIT 03 - HCKU - H2 MAKE UP SECTION | 079254C-1B03-PFD-0010-003-02 | B
PROCESS FLOW DIAGRAMS UNIT 03 - HCKU - 1ST STAGE REACTION SECTION | 079254C-1B03-PFD-0010-003-03 | B
PROCESS FLOW DIAGRAMS UNIT 03 - HCKU - 2ND STAGE REACTION SECTION | 079254C-1B03-PFD-0010-003-04 | B
PROCESS FLOW DIAGRAMS UNIT 03 - HCKU - HOT SEPARATION SECTION | 079254C-1B03-PFD-0010-003-05 | B
PROCESS FLOW DIAGRAMS UNIT 03 - HCKU - COLD SEPARATION SECTION | 079254C-1B03-PFD-0010-003-06 | B
PROCESS FLOW DIAGRAMS UNIT 03 - HCKU - RECYCLE GAS SECTION | 079254C-1B03-PFD-0010-003-07 | B
PROCESS FLOW DIAGRAMS UNIT 03 - HCKU - MP AMINE ABSORBER SECTION | 079254C-1B03-PFD-0010-003-08 | B
PROCESS FLOW DIAGRAMS UNIT 03 - HCKU - LEAN AMINE AND WATER SURGE DRUMS SECTION | 079254C-1B03-PFD-0010-003-09 | B
PROCESS FLOW DIAGRAMS UNIT 03 - HCKU - STRIPPER SECTION | 079254C-1B03-PFD-0010-003-10 | B
PROCESS FLOW DIAGRAMS UNIT 03 - HCKU - FRACTIONATOR SECTION | 079254C-1B03-PFD-0010-003-11 | B
PROCESS FLOW DIAGRAMS UNIT 03 - HCKU - SIDE STRIPPERS AND DIESEL PUMPAROUND SECTION | 079254C-1B03-PFD-0010-003-12 | B
PROCESS FLOW DIAGRAMS UNIT 03 - HCKU - OVERFLASH SIDE STRIPPER SECTION | 079254C-1B03-PFD-0010-003-13 | B
PROCESS FLOW DIAGRAMS UNIT 03 - HCKU - PRODUCT RUNDOWN COOLING SECTION | 079254C-1B03-PFD-0010-003-14 | B
PROCESS FLOW DIAGRAMS UNIT 03 - HCKU - DEETHANIZER AND ABSORBER SECTION | 079254C-1B03-PFD-0010-003-15 | B
PROCESS FLOW DIAGRAMS UNIT 03 - HCKU - DEBUTANIZER SECTION | 079254C-1B03-PFD-0010-003-16 | B
PROCESS FLOW DIAGRAMS UNIT 03 - HCKU - AMINE TREATMENT SECTION | 079254C-1B03-PFD-0010-003-17 | B
PROCESS FLOW DIAGRAMS UNIT 03 - HCKU - EXTRACTION SECTION | 079254C-1B03-PFD-0010-003-18 | B
PROCESS FLOW DIAGRAMS UNIT 03 - HCKU - HOT CAUSTIC WASH SECTION | 079254C-1B03-PFD-0010-003-19 | B
PROCESS FLOW DIAGRAMS UNIT 03 - HCKU - CAUSTIC REGENERATION SECTION | 079254C-1B03-PFD-0010-003-20 | B
PROCESS FLOW DIAGRAMS UNIT 03 - HCKU - CAUSTIC WAS SECTION AND DEMINERALIZED WATER | 079254C-1B03-PFD-0010-003-21 | B
PROCESS FLOW DIAGRAMS UNIT 03 - HCKU - NAPHTHA WASH SECTION | 079254C-1B03-PFD-0010-003-22 | B
PROCESS FLOW DIAGRAMS UNIT 03 - HCKU - UCO SIDE STRIPPER SECTION | 079254C-1B03-PFD-0010-003-23 | B
PROCESS FLOW DIAGRAMS UNIT 03 - HCKU - DEPROPANIZER | 079254C-1B03-PFD-0010-003-24 | B
PROCESS FLOW DIAGRAM FOR UNI 03 - HYDROCRACKER UNIT DEPROPANIZER CASE AL/AH | 079254C-1B03-PFD-0010-01-01 | C
PROCESS FLOW DIAGRAMS HYDROGEN PRODUCTION UNIT (100% CAPACITY) DESULPHURIZZATION/CONDENSATE STRIPPING | 079254C-1B04-PFD-0010-001-01 | C
PROCESS FLOW DIAGRAMS HYDROGEN PRODUCTION UNIT (100% CAPACITY) STEAM REFORMING | 079254C-1B04-PFD-0010-002-01 | C
PROCESS FLOW DIAGRAMS HYDROGEN PRODUCTION UNIT (100% CAPACITY) SHIFT/HEAT RECOV./PURIFICATION | 079254C-1B04-PFD-0010-003-01 | C
DPDT DIAGRAM DISTILLATE HYDROTREATER UNIT (DHTU) FEED SECTION | 079254C-1C02-PFD-0010-003-01 | B
DPDT DIAGRAM DISTILLATE HYDROTREATER UNIT (DHTU) REACTOR SECTION | 079254C-1C02-PFD-0010-003-02 | B
DPDT DIAGRAM DISTILLATE HYDROTREATER UNIT (DHTU) SEPARATION SECTION | 079254C-1C02-PFD-0010-003-03 | B
DPDT DIAGRAM DISTILLATE HYDROTREATER UNIT (DHTU) RECYCLE GAS SECTION | 079254C-1C02-PFD-0010-003-04 | B
DPDT DIAGRAM DISTILLATE HYDROTREATER UNIT (DHTU) STRIPPER SECTION | 079254C-1C02-PFD-0010-003-05 | B
DPTDT DIAGRAM UNIT 05 - DELAYED COKING UNIT FURNACE AND COKE DRUM SECTION | 079254C-1D05-PFD-0010-003-01 | C
DPTDT DIAGRAM UNIT 05 - DELAYED COKING UNIT FRACTIONATION SECTION | 079254C-1D05-PFD-0010-003-02 | C
DPTDT DIAGRAM UNIT 05 - DELAYED COKING UNIT LCGO AND HCGO PRODUCT SECTION | 079254C-1D05-PFD-0010-003-03 | C
DPTDT DIAGRAM UNIT 05 - DELAYED COKING UNIT WET GAS COMPRESSOR SECTION | 079254C-1D05-PFD-0010-003-04 | C
DPTDT DIAGRAM UNIT 05 - DELAYED COKING UNIT ABSORBER/STRIPPER SECTION | 079254C-1D05-PFD-0010-003-05 | C
DPTDT DIAGRAM UNIT 05 - DELAYED COKING UNIT DEBUTANIZER SECTION | 079254C-1D05-PFD-0010-003-06 | C
DPTDT DIAGRAM UNIT 05 - DELAYED COKING UNIT CLOSED BLOWDOWN SECTION | 079254C-1D05-PFD-0010-003-07 | C
DPTDT DIAGRAM UNIT 05 - DELAYED COKING UNIT REFINERY SLUDGE SECTION | 079254C-1D05-PFD-0010-003-08 | C
DPTDT DIAGRAM UNIT 05 - DELAYED COKING UNIT COKE HANDLING SECTION | 079254C-1D05-PFD-0010-003-09 | C
DPDT DIAGRAM UNIT 09-GAS SWEETENING AND AMINE REGENERATION UNIT | 079254C-1E09-PFD-0010-004-01 | B
DPDT DIAGRAM UNIT 09-GAS SWEETENING AND AMINE REGENERATION UNIT | 079254C-1E09-PFD-0010-004-02 | B
PROCESS FLOW DIAGRAMS UNIT 09 GAS SWEETENING AND AMINE REGENERATION UNIT (ARU) CASE AL/AH | 079254C-1E09-PFD-0010-01-01 | B
PROCESS FLOW DIAGRAMS UNIT 09 GAS SWEETENING AND AMINE REGENERATION UNIT (ARU) CASE AL/AH | 079254C-1E09-PFD-0010-01-02 | B
PROCESS FLOW DIAGRAMS UNIT 09 GAS SWEETENING AND AMINE REGENERATION UNIT (ARU) CASE GUPCO | 079254C-1E09-PFD-0010-02-01 | B
PROCESS FLOW DIAGRAMS UNIT 09 GAS SWEETENING AND AMINE REGENERATION UNIT (ARU) CASE GUPCO | 079254C-1E09-PFD-0010-02-02 | B
PROCESS FLOW DIAGRAMS UNIT 09 PROCESS AREA ACID FLARE KO DRUM | 079254C-1E09-PFD-0010-03-01 | A
DPDT DIAGRAM UNIT 10 SOUR WATER STRIPPER - TRAIN 1 | 079254C-1E10-PFD-0010-003-01 | B
PROCESS FLOW DIAGRAMS UNIT 10 SWSU TRAIN 1 - CASE AL/AH | 079254C-1E10-PFD-0010-01-01 | B
PROCESS FLOW DIAGRAMS UNIT 10 SWSU TRAIN 2 - CASE AL/AH | 079254C-1E10-PFD-0010-01-02 | B
PROCESS FLOW DIAGRAMS UNIT 10 SWSU TRAIN 1 - CASE GUPCO | 079254C-1E10-PFD-0010-02-01 | B
PROCESS FLOW DIAGRAMS UNIT 10 SWSU TRAIN 2 - CASE GUPCO | 079254C-1E10-PFD-0010-02-02 | B
PROCESS FLOW DIAGRAM UNIT 52 API AND PRIMARY EQUALIZATION | 079254C-1F52-PFD-0010-001-01 | B
PROCESS FLOW DIAGRAM UNIT 52 PHYSICAL CHEMICAL TREATMENT & DAF | 079254C-1F52-PFD-0010-002-01 | B
PROCESS FLOW DIAGRAM UNIT 52 SECONDARY EQUALIZATION & BIOLOGICAL TREATMENT | 079254C-1F52-PFD-0010-003-01 | B
PROCESS FLOW DIAGRAM UNIT 52 SAND+GAC FILTER & DISINFECTION | 079254C-1F52-PFD-0010-004-01 | B
PROCESS FLOW DIAGRAM UNIT 52 BIOLOGICAL SLUDGE TREATMENT | 079254C-1F52-PFD-0010-005-01 | B
PROCESS FLOW DIAGRAMS UNIT 30 RAW WATER TREATMENT | 079254C-1G30-PFD-0010-001-01 | C
PROCESS FLOW DIAGRAMS UNIT 32 SERVICE WATER UINT | 079254C-1G32-PFD-0010-001-01 | B
DPDT DIAGRAM UNIT 32 SERVICE WATER UNIT | 079254C-1G32-PFD-0010-004-01 | A
PROCESS FLOW DIAGRAMS UNIT 33 COOLING WATER UNIT COOLING TOWER AND COOLING WATER PUMPS | 079254C-1G33-PFD-0010-001-01 | B
PROCESS FLOW DIAGRAMS UNIT 33 COOLING WATER CHEMICAL INJECTION | 079254C-1G33-PFD-0010-002-01 | B
DPDT DIAGRAM UNIT 33 COOLING WATER UNIT COOLING TOWER AND COOLING WATER PUMPS | 079254C-1G33-PFD-0010-004-01 | A
DPDT DIAGRAM UNIT 33 COOLING WATER CHEMICAL INJECTION | 079254C-1G33-PFD-0010-004-02 | A
PROCESS FLOW DIAGRAMS UNIT 34 POTABLE WATER DISTRIBUTION SYSTEM | 079254C-1G34-PFD-0010-001-01 | A
DPDT DIAGRAM UNIT 34 POTABLE WATER DISTRIBUTION SYSTEM | 079254C-1G34-PFD-0010-004-01 | A
PROCESS FLOW DIAGRAMS UNIT 35 DEMINERALIZED WATER ULTRAFILTERATION PACKAGE | 079254C-1G35-PFD-0010-001-01 | B
PROCESS FLOW DIAGRAMS UNIT 35 DEMINERALIZED WATER REVERSE OSMOSIS | 079254C-1G35-PFD-0010-001-02 | A
PROCESS FLOW DIAGRAMS UNIT 35 DEMINERALIZED WATER POLISHER | 079254C-1G35-PFD-0010-001-03 | A
PROCESS FLOW DIAGRAMS UNIT 35 DEMINERALIZED WATERNEUTRALIZATION BASIN | 079254C-1G35-PFD-0010-002-01 | B
DPDT DIAGRAM UNIT 35 DEMINERALIZED WATER ULTRAFILTERATION PACKAGE | 079254C-1G35-PFD-0010-004-01 | A
DPDT DIAGRAM UNIT 35 DEMINERALIZED WATER REVERSE OSMOSIS | 079254C-1G35-PFD-0010-004-02 | A
DPDT DIAGRAM UNIT 35 DEMINERALIZED WATER POLISHER | 079254C-1G35-PFD-0010-004-03 | A
DPDT DIAGRAM UNIT 35 DEMINERALIZED WATER NEUTALIZATION BASIN | 079254C-1G35-PFD-0010-004-04 | A
PROCESS FLOW DIAGRAMS UNIT 36 CONDENSATE TREATMENT | 079254C-1G36-PFD-0010-001-01 | B
PROCESS FLOW DIAGRAMS UNIT 36 CONDENSATE TREATMENT | 079254C-1G36-PFD-0010-002-01 | B
DPDT DIAGRAM UNIT 36 CONDENSATE TREATMENT | 079254C-1G36-PFD-0010-004-01 | A
DPDT DIAGRAM UNIT 36 CONDENSATE TREATMENT | 079254C-1G36-PFD-0010-004-02 | A
PROCESS FLOW DIAGRAMS UNIT 37 BFW AND STEAM GRID GENERATION | 079254C-1G37-PFD-0010-001-01 | B
PROCESS FLOW DIAGRAMS UNIT 37 BFW AND STEAM GENERATION DEAERATOR & BFW PUMPS | 079254C-1G37-PFD-0010-001-02 | B
PROCESS FLOW DIAGRAMS UNIT 37 BFW AND STEAM GENERATION AUX. BOILER PACKAGE | 079254C-1G37-PFD-0010-001-03 | B
PROCESS FLOW DIAGRAMS UNIT 37 BFW BLOWDOWN SYSTEM AND STEAM GENERATION | 079254C-1G37-PFD-0010-001-04 | B
DPDT DIAGRAM UNIT 37 BFW AND STEAM GRID DISTRIBUTION | 079254C-1G37-PFD-0010-004-01 | A
DPDT DIAGRAM UNIT 37 BFW AND STEAM GENERATION DEAERATOR & BFW PUMPS | 079254C-1G37-PFD-0010-004-02 | A
DPDT DIAGRAM UNIT 37 BFW AND STEAM GENERATION AUX. BOILER PACKAGE | 079254C-1G37-PFD-0010-004-03 | A
DPDT DIAGRAM UNIT 37 BFW BLOWDOWN SYSYTEM AND STEAM GENERATION | 079254C-1G37-PFD-0010-004-04 | A
PROCESS FLOW DIAGRAMS UNIT 41 INSTRUMENT AND PLANT AIR | 079254C-1G41-PFD-0010-001-01 | B
DPDT DIAGRAM UNIT 41 INSTRUMENT AND PLANT AIR | 079254C-1G41-PFD-0010-004-01 | A
PROCESS FLOW DIAGRAMS UNIT 43 CAUSTIC STORAGE AND DISTRIBUTION | 079254C-1G43-PFD-0010-001-01 | B
DPDT DIAGRAM UNIT 43 CAUSTIC STORAGE AND DISTRIBUTION | 079254C-1G43-PFD-0010-004-01 | A
PROCESS FLOW DIAGRAMS UNIT 44 REFINERY FUEL GAS | 079254C-1G44-PFD-0010-001-01 | B
DPDT DIAGRAM UNIT 43 CAUSTIC STORAGE AND DISTRIBUTION | 079254C-1G44-PFD-0010-004-01 | A
PROCESS FLOW DIAGRAMS UNIT 45 NATURAL GAS RECEIVING AND DISTRIBUTION | 079254C-1G45-PFD-0010-001-01 | B
DPDT DIAGRAM UNIT 45 NATURAL GAS RECEIVING AND DISTRIBUTION | 079254C-1G45-PFD-0010-004-01 | A
DPDT DIAGRAM UNIT 11 - SULPHUR RECOVERY UNIT AND TAIL GAS TREATMENT UNIT | 079254C-1L11-PFD-0010-003-01 | B
DPDT DIAGRAM UNIT 11 - SULPHUR RECOVERY UNIT AND TAIL GAS TREATMENT UNIT | 079254C-1L11-PFD-0010-003-02 | B
DPDT DIAGRAM UNIT 11 - SULPHUR RECOVERY UNIT AND TAIL GAS TREATMENT UNIT | 079254C-1L11-PFD-0010-003-03 | B
DPDT DIAGRAM UNIT 11 - SULPHUR RECOVERY UNIT AND TAIL GAS TREATMENT UNIT | 079254C-1L11-PFD-0010-003-04 | B
DPDT DIAGRAM UNIT 11 - SULPHUR RECOVERY UNIT AND TAIL GAS TREATMENT UNIT | 079254C-1L11-PFD-0010-003-05 | B
DPDT DIAGRAM UNIT 11 - SULPHUR RECOVERY UNIT AND TAIL GAS TREATMENT UNIT | 079254C-1L11-PFD-0010-003-06 | B
DPDT DIAGRAM UNIT 11 - SULPHUR RECOVERY UNIT AND TAIL GAS TREATMENT UNIT | 079254C-1L11-PFD-0010-003-07 | B
DPDT DIAGRAM UNIT 11 - SULPHUR RECOVERY UNIT AND TAIL GAS TREATMENT UNIT | 079254C-1L11-PFD-0010-003-08 | B
DPDT DIAGRAM UNIT 11 - SULPHUR RECOVERY UNIT AND TAIL GAS TREATMENT UNIT | 079254C-1L11-PFD-0010-003-09 | B
PROCESS FLOW DIAGRAMS FLARE SYSTEM FLARE INTERCONNECTING | 079254C-1M50-PFD-0010-01-01 | B
PROCESS FLOW DIAGRAMS FLARE SYSTEM HYDROCARBONS FLARE K.O. DRUM | 079254C-1M50-PFD-0010-02-01 | B
PROCESS FLOW DIAGRAMS FLARE SYSTEM ACID FLARE K.O. DRUM | 079254C-1M50-PFD-0010-03-01 | B
PROCESS FLOW DIAGRAMS FLARE SYSTEM CASE: GENERAL POWER FAILURE | 079254C-1M50-PFD-0010-04-01 | B
PROCESS FLOW DIAGRAM UNIT 53 - IN-PLOT TANK FARM UNIT COKER NAPHTHA TANK | 079254C-1N53-PFD-0010-001-01 | E
PROCESS FLOW DIAGRAM UNIT 53 - IN-PLOT TANK FARM UNIT HCKU FEED TANKS | 079254C-1N53-PFD-0010-001-02 | E
PROCESS FLOW DIAGRAM UNIT 53 - IN-PLOT TANK FARM UNIT FLUSHING OIL TANK | 079254C-1N53-PFD-0010-001-03 | E
PROCESS FLOW DIAGRAM UNIT 53 - IN-PLOT TANK FARM UNIT LIGHT SLOP AND OFF-SPEC LIGHT SLOP TANKS | 079254C-1N53-PFD-0010-001-04 | E
PROCESS FLOW DIAGRAM UNIT 53 - IN-PLOT TANK FARM UNIT HEAVY SLOP TANK | 079254C-1N53-PFD-0010-001-05 | E
PROCESS FLOW DIAGRAM UNIT 53 - IN-PLOT TANK FARM UNIT START-UP DIESEL TANK | 079254C-1N53-PFD-0010-001-06 | E
PROCESS FLOW DIAGRAM UNIT 53 - IN-PLOT TANK FARM UNIT DCU FEED TANKS | 079254C-1N53-PFD-0010-001-07 | E
PROCESS FLOW DIAGRAM UNIT 53 - IN-PLOT TANK FARM UNIT LCGO/LVGO TANK | 079254C-1N53-PFD-0010-001-08 | D
PROCESS FLOW DIAGRAM UNIT 53 - IN-PLOT TANK FARM UNIT DIESEL PRODUCT TANKS | 079254C-1N53-PFD-0010-001-09 | B
PROCESS FLOW DIAGRAM UNIT 53 - IN-PLOT TANK FARM UNIT NAPHTHA INTERMEDIATE STORAGE TANKS | 079254C-1N53-PFD-0010-001-10 | B
CENTRAL CONTROL BUILDING HVAC PROCESS FLOW DIAGRAM | 079254C-1P71-PFD-3410-010-01 | A
LABORATORY BUILDING HVAC PROCESS FLOW DIAGRAM | 079254C-1P71-PFD-3410-016-01 | B
PROCESS FLOW DIAGRAM UNIT 61 - OFF-PLOT TANK FARM UNIT VDU FEED TANKS (1) | 079254C-2B61-PFD-0010-001-01 | F
PROCESS FLOW DIAGRAM UNIT 61 - OFF-PLOT TANK FARM UNIT VDU FEED TANKS (2) | 079254C-2B61-PFD-0010-001-02 | F
PROCESS FLOW DIAGRAM UNIT 61 - OFF-PLOT TANK FARM UNIT JET A-1/KEROSENE TANKS | 079254C-2B61-PFD-0010-001-04 | F
PROCESS FLOW DIAGRAM UNIT 61 - OFF-PLOT TANK FARM UNIT NAPHTHA PRODUCT TANKS | 079254C-2B61-PFD-0010-001-05 | F
PROCESS FLOW DIAGRAM UNIT 61 - OFF-PLOT TANK FARM UNIT LPG INTERMEDIATE STORAGE BULLETS | 079254C-2B61-PFD-0010-001-06 | F
PROCESS FLOW DIAGRAM UNIT 61 - OFF-PLOT TANK FARM UNIT LPG PRODUCT STORAGE BULLETS | 079254C-2B61-PFD-0010-001-07 | F
PROCESS FLOW DIAGRAM UNIT 61 - OFF-PLOT TANK FARM UNIT SRGO FEED TANKS | 079254C-2B61-PFD-0010-001-08 | C
PROCESS FLOW DIAGRAM UNIT 61 - OFF-PLOT TANK FARM UNIT SRK FEED TANKS | 079254C-2B61-PFD-0010-001-09 | B
Project
079254C
Unit
0000
Document Code
ML 100
Serial N°
Rev.
0
Page
-

## 5.2.6
ASSIUT HYDROCRACKING COMPLEX
ANOPC
5. ENGINEERING/DESIGN
5.2 PROCESS ENGINEERING
5.2.6 HEAT AND MATERIAL BALANCE
INDEX
TITLE | DOC. N° | REV.
HEAT AND MATERIAL BALANCE UNIT 51 OILY AND SANITARY WASTE WATER COLLECTION | 079254C-1051-NM-0001-001 | A
HEAT AND MATERIAL BALANCE UNIT 01 VACUUM DISTILLATION UNIT ARAB LIGHT/ARAB HEAVY CASE | 079254C-1A01-NM-0001-001 | B
HEAT AND MATERIAL BALANCE UNIT 01 VACUUM DISTILLATION GULF OF SUEZ CASE | 079254C-1A01-NM-0001-002 | B
HEAT AND MATERIAL BALANCE UNIT 03 HYDROCRACKER UNIT (HCKU) DEPROPANIZER ARAB LIGHT/ARAB HEAVY CASE | 079254C-1B03-NM-0001-01 | C
HEAT AND MATERIAL BALANCE DESIGN CASE RICH NATURAL GAS 100% CAPACITY FOR HGU AND HRU: CCR CASE 2 + HCKU GUPCO EOR | 079254C-1B04-NM-0001-01 | C
HEAT AND MATERIAL BALANCE TURNDOWN CASE RICH NATURAL GAS 30% CAPACITY FOR HGU AND HRU: HCKU AL/AH SOR | 079254C-1B04-NM-0001-02 | C
HEAT AND MATERIAL BALANCE UNIT 09 GAS SWEETENING AND AMINE REGENERATION UNIT (ARU) AL/AH CASE | 079254C-1E09-NM-0001-01 | B
HEAT AND MATERIAL BALANCE UNIT 09 GAS SWEETENING AND AMINE REGENERATION UNIT (ARU) GUPCO CASE | 079254C-1E09-NM-0001-02 | B
HEAT AND MATERIAL BALANCE UNIT 10-SOUR WATER STRIPPER UNIT SWSU ARAB/LIGHT ARAB HEAVY CASE | 079254C-1E10-NM-0001-01 | B
HEAT AND MATERIAL BALANCE UNIT 10-SOUR WATER STRIPPER UNIT SWSU GUPCO CASE | 079254C-1E10-NM-0001-02 | B
HEAT AND MATERIAL BALANCE- UNIT 52 -DESIGN WET CONDITION | 079254C-1F52-NM-0001-001 | B
HEAT AND MATERIAL BALANCE- UNIT 52 -DESIGN DRY CONDITION | 079254C-1F52-NM-0001-002 | B
HEAT AND MATERIAL BALANCE- UNIT 52 - NORMAL CONDITION | 079254C-1F52-NM-0001-003 | B
HEAT AND MATERIAL BALANCE- UNIT 52 - MINIMUM CONDITION | 079254C-1F52-NM-0001-004 | B
HEAT AND MATERIAL BALANCE FLARE UNIT 50 | 079254C-1M50-NM-0001-001 | A
Project
079254C
Unit
0000
Document Code
ML 100
Serial N°
Rev.
0
Page
-

## 5.2.7
ASSIUT HYDROCRACKING COMPLEX
ANOPC
5. ENGINEERING/DESIGN
5.2 PROCESS ENGINEERING
5.2.7 MATERIAL SELECTION DIAGRAMS
INDEX
TITLE | DOC. N° | REV.
MATERIAL SELECTION DIAGRAMS GENERAL NOTES | 079254C-0000-MSD-0011-01-01 | B
MATERIALS SELECTION DIAGRAM UNIT 01 - VACUUM DISTILLATION UNIT PREHEATING TRAIN | 079254C-1A01-MSD-0011-001-01 | C
MATERIALS SELECTION DIAGRAM UNIT 01 - VACUUM DISTILLATION UNIT PREHEATING TRAIN | 079254C-1A01-MSD-0011-001-02 | C
MATERIALS SELECTION DIAGRAM UNIT 01 - VACUUM DISTILLATION UNIT VACUUM TOWER | 079254C-1A01-MSD-0011-002-01 | C
MATERIALS SELECTION DIAGRAM UNIT 01 - VACUUM DISTILLATION UNIT VACUUM TOWER | 079254C-1A01-MSD-0011-002-02 | C
MATERIALS SELECTION DIAGRAM UNIT 01 - VACUUM DISTILLATION UNIT VACUUM TOWER | 079254C-1A01-MSD-0011-002-03 | C
MATERIALS SELECTION DIAGRAM UNIT 01 - VACUUM DISTILLATION UNIT PRODUCTS COOLING | 079254C-1A01-MSD-0011-003-01 | C
MATERIALS SELECTION DIAGRAM UNIT 01 - VACUUM DISTILLATION UNIT PRODUCTS COOLING | 079254C-1A01-MSD-0011-003-02 | C
MATERIALS SELECTION DIAGRAM UNIT 01 - VACUUM DISTILLATION UNIT AMINE ABSORBER UNIT | 079254C-1A01-MSD-0011-004-01 | C
MATERIALS SELECTION DIAGRAM UNIT 01 - VACUUM DISTILLATION UNIT AMINE ABSORBER UNIT | 079254C-1A01-MSD-0011-004-02 | C
MATERIAL SELECTION DIAGRAM HYDROGEN PRODUCTION UNIT DESULPHURIZATION/CONDENSATE STRIPPING | 079254C-1B04-MSD-0011-01-01 | B
MATERIAL SELECTION DIAGRAM HYDROGEN PRODUCTION UNIT STEAM REFORMING | 079254C-1B04-MSD-0011-02-01 | B
MATERIAL SELECTION DIAGRAM HYDROGEN PRODUCTION UNIT SHIFT/HEAT RECOV./PURIFICATION | 079254C-1B04-MSD-0011-03-01 | B
MATERIAL SELECTION DIAGRAMS UNIT 09 GAS SWEETENING AND AMINE REGENERATION UNIT | 079254C-1E09-MSD-0011-01-01 | B
MATERIAL SELECTION DIAGRAMS UNIT 09 GAS SWEETENING AND AMINE REGENERATION UNIT | 079254C-1E09-MSD-0011-01-02 | B
MATERIAL SELECTION DIAGRAMS UNIT 09 GAS SWEETENING AND AMINE REGENERATION UNIT | 079254C-1E09-MSD-0011-02-01 | B
MATERIAL SELECTION DIAGRAM UNIT 09 - GAS SWEETENING AND AMINE REGENERATION UNIT PROCESS AREA ACID FLARE KO DRUM | 079254C-1E09-MSD-0011-03-01 | A
MATERIAL SELECTION DIAGRAMS UNIT 10 SOUR WATER STRIPPER TRAIN 1 | 079254C-1E10-MSD-0011-01-01 | B
MATERIAL SELECTION DIAGRAMS UNIT 10 SOUR WATER STRIPPER TRAIN 2 | 079254C-1E10-MSD-0011-01-02 | B
MATERIAL SELECTION DIAGRAMS UNIT 10 SOUR WATER STRIPPER TRAIN 1, 2 EQUIPMENT MATERIAL TABLES | 079254C-1E10-MSD-0011-02-01 | B
MATERIAL SELECTION DIAGRAMS UNIT 52 API AND PRIMARY EQUALIZATION | 079254C-1F52-MSD-0011-001-01 | A
MATERIAL SELECTION DIAGRAMS UNIT 52 API AND PRIMARY EQUALIZATION | 079254C-1F52-MSD-0011-001-02 | A
MATERIAL SELECTION DIAGRAMS UNIT 52 PHYSICAL CHEMICAL TREATMENT AND DAF | 079254C-1F52-MSD-0011-002-01 | A
MATERIAL SELECTION DIAGRAMS UNIT 52 PHYSICAL CHEMICAL TREATMENT AND DAF | 079254C-1F52-MSD-0011-002-02 | A
MATERIAL SELECTION DIAGRAMS UNIT 52 SECONDARY EQUALIZATION AND BIOLOGICAL TREATMENT | 079254C-1F52-MSD-0011-003-01 | A
MATERIAL SELECTION DIAGRAMS UNIT 52 SECONDARY EQUALIZATION AND BIOLOGICAL TREATMENT | 079254C-1F52-MSD-0011-003-02 | A
MATERIAL SELECTION DIAGRAMS UNIT 52 SAND+GAC FILTER AND DISINFECTION | 079254C-1F52-MSD-0011-004-01 | A
MATERIAL SELECTION DIAGRAMS UNIT 52 SAND+GAC FILTER AND DISINFECTION | 079254C-1F52-MSD-0011-004-02 | A
MATERIAL SELECTION DIAGRAMS UNIT 52 BIOLOGICAL SLUDGE TREATMENT | 079254C-1F52-MSD-0011-005-01 | A
MATERIAL SELECTION DIAGRAM UNIT 30 RAW WATER TREATMENT | 079254C-1G30-MSD-0011-001-01 | A
MATERIAL SELECTION DIAGRAM UNIT 30 RAW WATER TREATMENT | 079254C-1G30-MSD-0011-001-02 | A
MATERIAL SELECTION DIAGRAM UNIT 32 SERVICE WATER UNIT | 079254C-1G32-MSD-0011-001-01 | A
MATERIAL SELECTION DIAGRAM UNIT 33 COOLING WATER UNIT COOLING TOWER AND COOLING WATER PUMPS | 079254C-1G33-MSD-0011-001-01 | A
MATERIAL SELECTION DIAGRAM UNIT 33 COOLING WATER CHEMICAL INJECTION | 079254C-1G33-MSD-0011-002-01 | A
MATERIAL SELECTION DIAGRAM UNIT 35 DEMINERALIZED WATER ULTRAFILTERATION PACKAGE | 079254C-1G35-MSD-0011-001-01 | A
MATERIAL SELECTION DIAGRAM UNIT 35 DEMINERALIZED WATER REVERSE OSMOSIS | 079254C-1G35-MSD-0011-001-02 | A
MATERIAL SELECTION DIAGRAM UNIT 35 DEMINERALIZED WATER POLISHER | 079254C-1G35-MSD-0011-001-03 | A
MATERIAL SELECTION DIAGRAM UNIT 35 DEMINERALIZED WATER NEUTRALIZATION BASIN | 079254C-1G35-MSD-0011-002-01 | A
MATERIAL SELECTION DIAGRAM UNIT 35 DEMINERALIZED WATER NEUTRALIZATION BASIN | 079254C-1G35-MSD-0011-002-02 | A
MATERIAL SELECTION DIAGRAM UNIT 36 CONDENSATE TREATMENT | 079254C-1G36-MSD-0011-001-01 | A
MATERIAL SELECTION DIAGRAM UNIT 36 CONDENSATE TREATMENT | 079254C-1G36-MSD-0011-002-01 | A
MATERIAL SELECTION DIAGRAM UNIT 37 BFW AND STEAM GRID DISTRIBUTION | 079254C-1G37-MSD-0011-001-01 | A
MATERIAL SELECTION DIAGRAM UNIT 37 BFW AND STEAM GENERATION DEAERATOR AND BFW PUMPS | 079254C-1G37-MSD-0011-001-02 | A
MATERIAL SELECTION DIAGRAM UNIT 37 BFW AND STEAM GENERATION AUX. BOILER PACKAGE | 079254C-1G37-MSD-0011-001-03 | A
MATERIAL SELECTION DIAGRAM UNIT 37 BFW AND STEAM GENERATION AUX. BOILER PACKAGE | 079254C-1G37-MSD-0011-001-04 | A
MATERIAL SELECTION DIAGRAM UNIT 38 CONDENSATE COLLECTION | 079254C-1G38-MSD-0011-001-01 | A
MATERIAL SELECTION DIAGRAM UNIT 38 CONDENSATE COLLECTION | 079254C-1G38-MSD-0011-002-01 | A
MATERIAL SELECTION DIAGRAM UNIT 41 INSTRUMENT AND PLANT AIR | 079254C-1G41-MSD-0011-001-01 | A
MATERIAL SELECTION DIAGRAM UNIT 43 CAUSTIC STORAGE AND DISTRIBUTION | 079254C-1G43-MSD-0011-001-01 | A
MATERIAL SELECTION DIAGRAM UNIT 44 REFINERY FUEL GAS | 079254C-1G44-MSD-0011-001-01 | A
MATERIAL SELECTION DIAGRAM UNIT 45 NATURAL GAS RECEIVING AND DISTRIBUTION | 079254C-1G45-MSD-0011-001-01 | A
MATERIAL SELECTION DIAGRAM FLARE SYSTEM FLARE INTERCONNECTING | 079254C-1M50-MSD-0011-01-01 | A
MATERIAL SELECTION DIAGRAM FLARE SYSTEM HYDROCARBONS FLARE K.O. DRUM | 079254C-1M50-MSD-0011-02-01 | A
MATERIAL SELECTION DIAGRAM FLARE SYSTEM ACID FLARE K.O. DRUM | 079254C-1M50-MSD-0011-03-01 | A
MATERIAL SELECTION DIAGRAM FLARE SYSTEM CASE: GENERAL POWER FAILURE | 079254C-1M50-MSD-0011-04-01 | A
MATERIALS SELECTION DIAGRAM UNIT 53 - IN-PLOT TANK FARM UNIT COKER NAPHTHA TANK | 079254C-1N53-MSD-0011-001-01 | D
MATERIALS SELECTION DIAGRAM UNIT 53 - IN-PLOT TANK FARM UNIT COKER NAPHTHA TANK | 079254C-1N53-MSD-0011-001-02 | D
MATERIALS SELECTION DIAGRAM UNIT 53 - IN-PLOT TANK FARM UNIT COKER NAPHTHA TANK | 079254C-1N53-MSD-0011-001-03 | D
MATERIALS SELECTION DIAGRAM UNIT 53 - IN-PLOT TANK FARM UNIT COKER NAPHTHA TANK | 079254C-1N53-MSD-0011-001-04 | D
MATERIALS SELECTION DIAGRAM UNIT 53 - IN-PLOT TANK FARM UNIT COKER NAPHTHA TANK | 079254C-1N53-MSD-0011-001-05 | D
MATERIALS SELECTION DIAGRAM UNIT 53 - IN-PLOT TANK FARM UNIT COKER NAPHTHA TANK | 079254C-1N53-MSD-0011-001-06 | D
MATERIALS SELECTION DIAGRAM UNIT 53 - IN-PLOT TANK FARM UNIT COKER NAPHTHA TANK | 079254C-1N53-MSD-0011-001-07 | D
MATERIALS SELECTION DIAGRAM UNIT 53 - IN-PLOT TANK FARM UNIT COKER NAPHTHA TANK | 079254C-1N53-MSD-0011-001-08 | D
PROCESS FLOW DIAGRAM UNIT 53 - IN-PLOT TANK FARM UNIT DIESEL PRODUCT TANK | 079254C-1N53-MSD-0011-001-09 | B
PROCESS FLOW DIAGRAM UNIT 53 - IN PLOT TANK FARM UNIT NAPHTHA INTERMEDIATE STORAGE TANKS | 079254C-1N53-MSD-0011-001-10 | B
MATERIALS SELECTION DIAGRAM UNIT 61 - OFF-PLOT TANK FARM UNIT VDU FEED TANKS | 079254C-2B61-MSD-0011-001-01 | C
MATERIALS SELECTION DIAGRAM UNIT 61 - OFF-PLOT TANK FARM UNIT DHTU FEED TANKS | 079254C-2B61-MSD-0011-001-02 | C
MATERIALS SELECTION DIAGRAM UNIT 61 - OFF-PLOT TANK FARM UNIT DIESEL PRODUCT TANKS | 079254C-2B61-MSD-0011-001-03 | C
MATERIALS SELECTION DIAGRAM UNIT 61 - OFF-PLOT TANK FARM UNIT JET A-1/KEROSENE TANKS | 079254C-2B61-MSD-0011-001-04 | C
MATERIALS SELECTION DIAGRAM UNIT 61 - OFF-PLOT TANK FARM UNIT NAPHTHA PRODUCT TANKS | 079254C-2B61-MSD-0011-001-05 | C
MATERIALS SELECTION DIAGRAM UNIT 61 - OFF-PLOT TANK FARM UNIT LPG INTERMEDIATE STORAGE BULLETS | 079254C-2B61-MSD-0011-001-06 | C
MATERIALS SELECTION DIAGRAM UNIT 61 - OFF-PLOT TANK FARM UNIT LPG PRODUCT STORAGE BULLETS | 079254C-2B61-MSD-0011-001-07 | C
Project
079254C
Unit
0000
Document Code
ML 100
Serial N°
Rev.
0
Page
-

## 5.2.8
ASSIUT HYDROCRACKING COMPLEX
ANOPC
5. ENGINEERING/DESIGN
5.2 PROCESS ENGINEERING
5.2.8 P&I DIAGRAMS AND SPECIFICATIONS
INDEX
TITLE | DOC. N° | REV.
PIPING & INSTRUMENT DIAGRAM CONDENSATE COLLECTION UNIT CONDENSATE VESSEL | 079254C-1038-PID-0031-001-01 | B
PIPING & INSTRUMENT DIAGRAM CONDENSATE COLLECTION UNIT CONDENSATE VESSEL | 079254C-1038-PID-0031-002-01 | B
PIPING & INSTRUMENT DIAGRAM UNIT 51 UTILITIES AREA LIFTING STATION | 079254C-1051-PID-0021-001-01 | A
PIPING & INSTRUMENT DIAGRAM UNIT 51 WWT AND TANK FARM AREA LIFTING STATION | 079254C-1051-PID-0021-002-01 | A
PIPING & INSTRUMENT DIAGRAM UNIT 51 SWS, ARU AND SRU AREA LIFTING STATION | 079254C-1051-PID-0021-003-01 | A
PIPING & INSTRUMENT DIAGRAM UNIT 51 DCU AREA LIFTING STATION | 079254C-1051-PID-0021-004-01 | A
PIPING & INSTRUMENT DIAGRAM UNIT 51 HPU, HCKU, DHTU AND VDU AREA LIFTING STATION | 079254C-1051-PID-0021-005-01 | A
PIPING & INSTRUMENT DIAGRAM UNIT 51 FLARE AREA LIFTING STATION | 079254C-1051-PID-0021-006-01 | A
PIPING & INSTRUMENT DIAGRAM UNIT 51 BUILDING AREA SANITARY SEWER COLLECTION | 079254C-1051-PID-0021-007-01 | A
PIPING & INSTRUMENT DIAGRAM UNIT 51 DCU AREA YARD TOILET SANITARY SEWER COLLECTION | 079254C-1051-PID-0021-008-01 | A
PIPING & INSTRUMENT DIAGRAM UNIT 51 DHTU AREA YARD TOILET SANITARY SEWER COLLECTION | 079254C-1051-PID-0021-009-01 | A
PIPING & INSTRUMENT DIAGRAM UNIT 51 COOLING WATER AREA LIFTING STATION | 079254C-1051-PID-0021-010-01 | A
PIPING & INSTRUMENT DIAGRAM VACCUM DISTILLATION UNIT FEED LINE FILTERS | 079254C-1A01-PID-0021-001-01 | B
PIPING & INSTRUMENT DIAGRAM VACCUM DISTILLATION UNIT FEED SURGE DRUM | 079254C-1A01-PID-0021-002-01 | B
PIPING & INSTRUMENT DIAGRAM VACCUM DISTILLATION UNIT VDU CHARGE PUMPS | 079254C-1A01-PID-0021-003-01 | B
PIPING & INSTRUMENT DIAGRAM VACCUM DISTILLATION UNIT ATM RESIDUE/MVGO EXCHANGER | 079254C-1A01-PID-0021-004-01 | B
PIPING & INSTRUMENT DIAGRAM VACCUM DISTILLATION UNIT ATM RESIDUE/HVGO EXCHANGER | 079254C-1A01-PID-0021-005-01 | B
PIPING & INSTRUMENT DIAGRAM VACCUM DISTILLATION UNIT ATMOSPHERIC RESIDUE/HVGO PA EXCHANGERS | 079254C-1A01-PID-0021-006-01 | B
PIPING & INSTRUMENT DIAGRAM VACCUM DISTILLATION UNIT ATM RESIDUE/VACUUM RESIDUE EXCHANGER | 079254C-1A01-PID-0021-007-01 | B
PIPING & INSTRUMENT DIAGRAM VACCUM DISTILLATION UNIT VACUUM HEAT INLET | 079254C-1A01-PID-0021-008-01 | B
PIPING & INSTRUMENT DIAGRAM VACCUM DISTILLATION UNIT VACUUM HEATER ACCELERATION STEAM | 079254C-1A01-PID-0021-009-01 | B
PIPING & INSTRUMENT DIAGRAM VACCUM DISTILLATION UNIT VACUUM HEATER | 079254C-1A01-PID-0021-010-01 | B
PIPING & INSTRUMENT DIAGRAM VACCUM DISTILLATION UNIT VACUUM HEATER FIRING SYSTEM | 079254C-1A01-PID-0021-011-01 | B
PIPING & INSTRUMENT DIAGRAM VACCUM DISTILLATION UNIT COMBUSTION AIR PREHEATING SYSTEM | 079254C-1A01-PID-0021-012-01 | B
PIPING & INSTRUMENT DIAGRAM VACCUM DISTILLATION UNIT COMBUSTION AIR PREHEATING SYSTEM | 079254C-1A01-PID-0021-013-01 | B
PIPING & INSTRUMENT DIAGRAM VACCUM DISTILLATION UNIT STEAM DE-SUPERHEATERS | 079254C-1A01-PID-0021-014-01 | B
PIPING & INSTRUMENT DIAGRAM VACCUM DISTILLATION UNIT STEAM AIR DECOKING | 079254C-1A01-PID-0021-015-01 | B
PIPING & INSTRUMENT DIAGRAM VACCUM DISTILLATION UNIT VACUUM TOWER TOP SECTION | 079254C-1A01-PID-0021-016-01 | B
PIPING & INSTRUMENT DIAGRAM VACCUM DISTILLATION UNIT VACUUM TOWER BOTTOM SECTION | 079254C-1A01-PID-0021-017-01 | B
PIPING & INSTRUMENT DIAGRAM VACCUM DISTILLATION UNIT VACUUM RESIDUE PUMPS | 079254C-1A01-PID-0021-018-01 | B
PIPING & INSTRUMENT DIAGRAM VACCUM DISTILLATION UNIT VACUUM RESIDUE COOLER | 079254C-1A01-PID-0021-019-01 | B
PIPING & INSTRUMENT DIAGRAM VACCUM DISTILLATION UNIT VACUUM RESIDUE PRODUCT | 079254C-1A01-PID-0021-020-01 | B
PIPING & INSTRUMENT DIAGRAM VACCUM DISTILLATION UNIT VACUUM OVERFLASH PUMPS | 079254C-1A01-PID-0021-021-01 | B
PIPING & INSTRUMENT DIAGRAM VACCUM DISTILLATION UNIT HVGO PUMPS | 079254C-1A01-PID-0021-022-01 | B
PIPING & INSTRUMENT DIAGRAM VACCUM DISTILLATION UNIT HVGO WASHING FILTERS | 079254C-1A01-PID-0021-023-01 | B
PIPING & INSTRUMENT DIAGRAM VACCUM DISTILLATION UNIT HVGO PA FILTERS | 079254C-1A01-PID-0021-024-01 | B
PIPING & INSTRUMENT DIAGRAM VACCUM DISTILLATION UNIT HVGO MVGO RECYCLE PUMPS | 079254C-1A01-PID-0021-025-01 | B
PIPING & INSTRUMENT DIAGRAM VACCUM DISTILLATION UNIT MVGO PA FILTERS | 079254C-1A01-PID-0021-026-01 | B
PIPING & INSTRUMENT DIAGRAM VACCUM DISTILLATION UNIT MVGO PUMPS | 079254C-1A01-PID-0021-027-01 | B
PIPING & INSTRUMENT DIAGRAM VACCUM DISTILLATION UNIT VGO PRODUCT | 079254C-1A01-PID-0021-028-01 | B
PIPING & INSTRUMENT DIAGRAM VACCUM DISTILLATION UNIT VGO COOLER | 079254C-1A01-PID-0021-029-01 | B
PIPING & INSTRUMENT DIAGRAM VACCUM DISTILLATION UNIT LVGO PUMPS | 079254C-1A01-PID-0021-030-01 | B
PIPING & INSTRUMENT DIAGRAM VACCUM DISTILLATION UNIT LVGO WASHING FILTERS | 079254C-1A01-PID-0021-031-01 | B
PIPING & INSTRUMENT DIAGRAM VACCUM DISTILLATION UNIT LVGO AIR COOLER | 079254C-1A01-PID-0021-032-01 | B
PIPING & INSTRUMENT DIAGRAM VACCUM DISTILLATION UNIT LVGO PA FILTERS | 079254C-1A01-PID-0021-033-01 | B
PIPING & INSTRUMENT DIAGRAM VACCUM DISTILLATION UNIT LVGO COOLER | 079254C-1A01-PID-0021-034-01 | B
PIPING & INSTRUMENT DIAGRAM VACCUM DISTILLATION UNIT VACUUM SYSTEM PACKAGE FIRST STAGE EJECTOR | 079254C-1A01-PID-0021-035-01 | B
PIPING & INSTRUMENT DIAGRAM VACCUM DISTILLATION UNIT VACUUM SYSTEM PACKAGE SECOND & THIRD STAGE EJECTORS | 079254C-1A01-PID-0021-036-01 | B
PIPING & INSTRUMENT DIAGRAM VACCUM DISTILLATION UNIT SEAL POT | 079254C-1A01-PID-0021-037-01 | B
PIPING & INSTRUMENT DIAGRAM VACCUM DISTILLATION UNIT VACUUM HOT WELL | 079254C-1A01-PID-0021-038-01 | B
PIPING & INSTRUMENT DIAGRAM VACCUM DISTILLATION UNIT VACUUM COLUMN SLOP & SOUR WATER PUMPS | 079254C-1A01-PID-0021-039-01 | B
PIPING & INSTRUMENT DIAGRAM VACCUM DISTILLATION UNIT SOUR VDU OFF GASES AMINE ABSORBER | 079254C-1A01-PID-0021-040-01 | B
PIPING & INSTRUMENT DIAGRAM VACCUM DISTILLATION UNIT AMINE TRANSFER PUMPS | 079254C-1A01-PID-0021-041-01 | B
PIPING & INSTRUMENT DIAGRAM VACCUM DISTILLATION UNIT SWEET VDU OFF GASES KNOCK OUT DRUM | 079254C-1A01-PID-0021-042-01 | B
PIPING & INSTRUMENT DIAGRAM VACCUM DISTILLATION UNIT MP STEAM DRUM | 079254C-1A01-PID-0021-043-01 | B
PIPING & INSTRUMENT DIAGRAM VACCUM DISTILLATION UNIT BFW CIRCULATION PUMPS | 079254C-1A01-PID-0021-044-01 | B
PIPING & INSTRUMENT DIAGRAM VACCUM DISTILLATION UNIT MP STEAM GENERATOR | 079254C-1A01-PID-0021-045-01 | B
PIPING & INSTRUMENT DIAGRAM VACCUM DISTILLATION UNIT TEMPERED WATER DRUM | 079254C-1A01-PID-0021-046-01 | B
PIPING & INSTRUMENT DIAGRAM VACCUM DISTILLATION UNIT TEMPERED WATER DRUM | 079254C-1A01-PID-0021-047-01 | B
PIPING & INSTRUMENT DIAGRAM VACCUM DISTILLATION UNIT TEMPERED WATER AIR COOLER | 079254C-1A01-PID-0021-048-01 | B
PIPING & INSTRUMENT DIAGRAM VACCUM DISTILLATION UNIT CHEMICAL INJECTION PACKAGES | 079254C-1A01-PID-0021-049-01 | B
PIPING & INSTRUMENT DIAGRAM VACCUM DISTILLATION UNIT CLOSED DRAIN DRUM AND PUMPS | 079254C-1A01-PID-0021-050-01 | B
PIPING & INSTRUMENT DIAGRAM VACCUM DISTILLATION UNIT BATTERY LIMIT P&ID | 079254C-1A01-PID-0021-051-01 | B
PIPING & INSTRUMENT DIAGRAM VACCUM DISTILLATION UNIT BATTERY LIMIT P&ID | 079254C-1A01-PID-0021-052-01 | B
PIPING & INSTRUMENT DIAGRAM VACCUM DISTILLATION UNIT BATTERY LIMIT P&ID | 079254C-1A01-PID-0021-053-01 | B
PIPING & INSTRUMENT DIAGRAM VACCUM DISTILLATION UNIT AMINE CLOSED DRAIN COLLECTION HEADER | 079254C-1A01-PID-0021-054-01 | B
PIPING & INSTRUMENT DIAGRAM VACCUM DISTILLATION UNIT LOW PRESSURE STEAM DISTRIBUTION HEADER | 079254C-1A01-PID-0021-055-01 | B
PIPING & INSTRUMENT DIAGRAM VACCUM DISTILLATION UNIT COOLING WATER SUPPLY / RETURN HEADER | 079254C-1A01-PID-0021-056-01 | B
PIPING & INSTRUMENT DIAGRAM VACCUM DISTILLATION UNIT FUEL GAS DISTRIBUTION HEADER | 079254C-1A01-PID-0021-057-01 | B
PIPING & INSTRUMENT DIAGRAM VACCUM DISTILLATION UNIT SERVICE WATER & POTABLE WATER DISTRIBUTION HEADER | 079254C-1A01-PID-0021-058-01 | B
PIPING & INSTRUMENT DIAGRAM VACCUM DISTILLATION UNIT INSTRUMENT AIR DISTRIBUTION HEADER | 079254C-1A01-PID-0021-059-01 | B
PIPING & INSTRUMENT DIAGRAM VACCUM DISTILLATION UNIT OILY WATER SEWER COLLECTION HEADER | 079254C-1A01-PID-0021-060-01 | B
PIPING & INSTRUMENT DIAGRAM VACCUM DISTILLATION UNIT OILY WATER SEWER COLLECTION HEADER | 079254C-1A01-PID-0021-060-02 | B
PIPING & INSTRUMENT DIAGRAM VACCUM DISTILLATION UNIT NITROGEN DISTRIBUTION HEADER | 079254C-1A01-PID-0021-061-01 | B
PIPING & INSTRUMENT DIAGRAM VACCUM DISTILLATION UNIT LOW PRESSURE FLARE COLLECTION HEADER | 079254C-1A01-PID-0021-062-01 | B
PIPING & INSTRUMENT DIAGRAM VACCUM DISTILLATION UNIT LOW PRESSURE FLARE COLLECTION HEADER | 079254C-1A01-PID-0021-062-02 | B
PIPING & INSTRUMENT DIAGRAM VACCUM DISTILLATION UNIT LOW PRESSURE FLARE COLLECTION HEADER | 079254C-1A01-PID-0021-062-03 | B
PIPING & INSTRUMENT DIAGRAM VACCUM DISTILLATION UNIT CLOSED DRAIN COLLECTION HEADER | 079254C-1A01-PID-0021-063-01 | B
PIPING & INSTRUMENT DIAGRAM VACCUM DISTILLATION UNIT CLOSED DRAIN COLLECTION HEADER | 079254C-1A01-PID-0021-063-02 | B
PIPING & INSTRUMENT DIAGRAM VACCUM DISTILLATION UNIT FLUSHING OIL DISTRIBUTION HEADER | 079254C-1A01-PID-0021-064-01 | B
PIPING & INSTRUMENT DIAGRAM VACCUM DISTILLATION UNIT FLUSHING OIL DISTRIBUTION HEADER | 079254C-1A01-PID-0021-064-02 | B
PIPING & INSTRUMENT DIAGRAM VACCUM DISTILLATION UNIT FLUSHING OIL COLLECTION HEADER | 079254C-1A01-PID-0021-064-03 | B
PIPING & INSTRUMENT DIAGRAM VACCUM DISTILLATION UNIT FLUSHING OIL DISTILLATION HEADER | 079254C-1A01-PID-0021-064-04 | B
PIPING & INSTRUMENT DIAGRAM VACCUM DISTILLATION UNIT BOILER FEED WATER DISTRIBUTION HEADER | 079254C-1A01-PID-0021-065-01 | B
PIPING & INSTRUMENT DIAGRAM VACCUM DISTILLATION UNIT LOW PRESSURE CONDENSATE COLLECTION HEADER | 079254C-1A01-PID-0021-066-01 | B
PIPING & INSTRUMENT DIAGRAM VACCUM DISTILLATION UNIT MEDIUM PRESSURE STEAM DISTRIBUTION HEADER | 079254C-1A01-PID-0021-067-01 | B
PIPING & INSTRUMENT DIAGRAM VACCUM DISTILLATION UNIT UTILITY AIR DISTRIBUTION HEADER | 079254C-1A01-PID-0021-068-01 | B
VDU UNIT 01 FIRE WATER NETWORK P&ID | 079254C-1A01-PID-1931-001-01 | B
PIPING AND INSTRUMENT DIAGRAM DHTU UNIT(HCKU) REACTION SECTION UNIT FEED SECTION | 079254C-1B03-PID-0021-001-01 | B
PIPING AND INSTRUMENT DIAGRAM DHTU UNIT(HCKU) REACTION SECTION 1ST STAGE FEED SECTION | 079254C-1B03-PID-0021-002-01 | B
PIPING AND INSTRUMENT DIAGRAM DHTU UNIT(HCKU) REACTION SECTION 1ST STAGE FEED/EFFLUENT EXCHANGERS SECTION | 079254C-1B03-PID-0021-003-01 | B
PIPING & INSTRUMENT DIAGRAM HYDROCRACKER UNIT (HCKU) REACTION SECTION 1ST STAGE REACTOR FEED HEATER SECTION | 079254C-1B03-PID-0021-004-01 | B
PIPING AND INSTRUMENT DIAGRAM DHTU UNIT(HCKU) REACTION SECTION 1ST STAGE REACTION SECTION (1/2) | 079254C-1B03-PID-0021-005-01 | B
PIPING AND INSTRUMENT DIAGRAM DHTU UNIT(HCKU) REACTION SECTION 1ST STAGE REACTION SECTION (2/2) | 079254C-1B03-PID-0021-006-01 | B
PIPING AND INSTRUMENT DIAGRAM DHTU UNIT(HCKU) REACT.SECT.THERMOCOUPLE ARRANG. FOR 1ST STAGE REACTOR DUAL POINT SHEATH | 079254C-1B03-PID-0021-007-01 | B
PIPING AND INSTRUMENT DIAGRAM DHTU UNIT(HCKU) REACT.SECT.THERMOCOUPLE ARRANG. FOR 1ST STAGE REACTOR MULTIPOINT SHEATH | 079254C-1B03-PID-0021-008-01 | B
PIPING AND INSTRUMENT DIAGRAM DHTU UNIT(HCKU) REACT.SECT. 2ND STAGE FEED SECTION | 079254C-1B03-PID-0021-009-01 | B
PIPING AND INSTRUMENT DIAGRAM DHTU UNIT(HCKU) REACT.SECT. 2ND STAGE FEED/EFFLUENT EXCHANGERS SECTION | 079254C-1B03-PID-0021-010-01 | B
PIPING & INSTRUMENT DIAGRAM HYDROCRACKER UNIT (HCKU) REACTION SECTION 2ND STAGE REACTOR FEED HEATER SECTION | 079254C-1B03-PID-0021-011-01 | B
PIPING AND INSTRUMENT DIAGRAM DHTU UNIT(HCKU) REACT.SECT. 2ND STAGE REACTION SECTION | 079254C-1B03-PID-0021-012-01 | B
PIPING AND INSTRUMENT DIAGRAM DHTU UNIT(HCKU) REACT.SECT. THERMOCOUPLE ARRANGE. FOR 2ND STAGE REACTOR DUAL POINT SHEATH | 079254C-1B03-PID-0021-013-01 | B
PIPING AND INSTRUMENT DIAGRAM DHTU UNIT(HCKU) REACT.SECT. THERMOCOUPLE ARRANGE. FOR 2ND STAGE REACTOR MULTIPOINT SHEATH | 079254C-1B03-PID-0021-014-01 | B
PIPING AND INSTRUMENT DIAGRAM DHTU UNIT(HCKU) REACT.SECT. HOT HP SEPARATION SECTION | 079254C-1B03-PID-0021-015-01 | B
PIPING AND INSTRUMENT DIAGRAM DHTU UNIT(HCKU) REACT.SECT. HOT HP VAPOR COOLING SECTION | 079254C-1B03-PID-0021-016-01 | B
PIPING AND INSTRUMENT DIAGRAM DHTU UNIT(HCKU) REACT.SECT. COLD HP SEPARATION SECTION | 079254C-1B03-PID-0021-017-01 | B
PIPING AND INSTRUMENT DIAGRAM DHTU UNIT(HCKU) REACT.SECT. HOT HP SEPARATION VAPOR AND CONDENSER | 079254C-1B03-PID-0021-017-02 | B
PIPING AND INSTRUMENT DIAGRAM DHTU UNIT(HCKU) REACT.SECT. HP AMINE ABSORBER SECTION | 079254C-1B03-PID-0021-018-01 | B
PIPING AND INSTRUMENT DIAGRAM DHTU UNIT(HCKU) REACT.SECT. RECYCLE COMPRESSOR SECTION (1/2) | 079254C-1B03-PID-0021-019-01 | B
PIPING AND INSTRUMENT DIAGRAM DHTU UNIT(HCKU) REACT.SECT. RECYCLE COMPRESSOR SECTION (2/2) | 079254C-1B03-PID-0021-020-01 | B
PIPING AND INSTRUMENT DIAGRAM DHTU UNIT(HCKU) REACT.SECT. MAKE UP COMPRESSORS SECTION (1/6) | 079254C-1B03-PID-0021-021-01 | B
PIPING AND INSTRUMENT DIAGRAM DHTU UNIT(HCKU) REACT.SECT. MAKE UP COMPRESSORS SECTION (2/6) | 079254C-1B03-PID-0021-022-01 | B
PIPING AND INSTRUMENT DIAGRAM DHTU UNIT(HCKU) REACT.SECT. MAKE UP COMPRESSORS SECTION (3/6) | 079254C-1B03-PID-0021-023-01 | B
PIPING AND INSTRUMENT DIAGRAM DHTU UNIT(HCKU) REACT.SECT. MAKE UP COMPRESSORS SECTION (4/6) | 079254C-1B03-PID-0021-024-01 | B
PIPING AND INSTRUMENT DIAGRAM DHTU UNIT(HCKU) REACT.SECT. MAKE UP COMPRESSORS SECTION (5/6) | 079254C-1B03-PID-0021-025-01 | B
PIPING AND INSTRUMENT DIAGRAM DHTU UNIT(HCKU) REACT.SECT. MAKE UP COMPRESSORS SECTION (6/6) | 079254C-1B03-PID-0021-026-01 | B
PIPING AND INSTRUMENT DIAGRAM DHTU UNIT(HCKU) REACTION SECTION WASHING WATER SECTION | 079254C-1B03-PID-0021-027-01 | B
PIPING AND INSTRUMENT DIAGRAM DHTU UNIT(HCKU) REACTION SECTION HOT MP SEPARATION SECTION | 079254C-1B03-PID-0021-028-01 | B
PIPING AND INSTRUMENT DIAGRAM DHTU UNIT(HCKU) REACTION SECTION COLD MP SEPARATION SECTION | 079254C-1B03-PID-0021-029-01 | B
PIPING AND INSTRUMENT DIAGRAM DHTU UNIT(HCKU) REACTION SECTION LEAN AMINE SECTION | 079254C-1B03-PID-0021-030-01 | B
PIPING AND INSTRUMENT DIAGRAM DHTU UNIT(HCKU) REACTION SECTION MP AMINE ABSRPTION SECTION | 079254C-1B03-PID-0021-031-01 | B
PIPING AND INSTRUMENT DIAGRAM DHTU UNIT(HCKU) REACTION SECTION RICH AMINE FLASH DRUM SECTION | 079254C-1B03-PID-0021-032-01 | B
PIPING AND INSTRUMENT DIAGRAM DHTU UNIT(HCKU) REACTION SECTION STRIPPER SECTION | 079254C-1B03-PID-0021-033-01 | B
PIPING AND INSTRUMENT DIAGRAM DHTU UNIT(HCKU) REACTION SECTION STRIPPER REFLUX SECTION | 079254C-1B03-PID-0021-034-01 | B
PIPING AND INSTRUMENT DIAGRAM DHTU UNIT(HCKU) REACTION SECTION STRIPPER REFLUX OVHD AIR CONDENSER | 079254C-1B03-PID-0021-034-02 | B
PIPING AND INSTRUMENT DIAGRAM DHTU UNIT(HCKU) FRACTIONATION SECTION FRACTIONATOR FEED PREHEAT SECTION | 079254C-1B03-PID-0021-035-01 | B
PIPING & INSTRUMENT DIAGRAM HYDROCRACKER UNIT (HCKU) FRACTIONATION SECTION FRACTIONATOR FEED HEATER SECTION | 079254C-1B03-PID-0021-036-01 | B
PIPING & INSTRUMENT DIAGRAM HYDROCRACKER UNIT (HCKU) FRACTIONATION SECTION FRACTIONATOR FEED HEATER CONVECTION ZONE | 079254C-1B03-PID-0021-037-01 | B
PIPING AND INSTRUMENT DIAGRAM DHTU UNIT(HCKU) FRACTIONATION SECTION FRACTIONATOR BOTTOM SECTION | 079254C-1B03-PID-0021-038-01 | B
PIPING AND INSTRUMENT DIAGRAM DHTU UNIT(HCKU) FRACTIONATION SECTION FRACTIONATOR BOTTOM PUMPS SECTION | 079254C-1B03-PID-0021-039-01 | B
PIPING AND INSTRUMENT DIAGRAM DHTU UNIT(HCKU) FRACTIONATION SECTION FRACTIONATOR TOP SECTION | 079254C-1B03-PID-0021-040-01 | B
PIPING AND INSTRUMENT DIAGRAM DHTU UNIT(HCKU) FRACTIONATION SECTION FRACTIONATOR REFLUX SECTION | 079254C-1B03-PID-0021-041-01 | B
PIPING AND INSTRUMENT DIAGRAM DHTU UNIT(HCKU) FRACTIONATION SECTION FRACTIONATOR REFLUX SECTION | 079254C-1B03-PID-0021-041-02 | B
PIPING AND INSTRUMENT DIAGRAM DHTU UNIT(HCKU) FRACTIONATION SECTION FRACTIONATOR REFLUX PUMPS SECTION | 079254C-1B03-PID-0021-042-01 | B
PIPING AND INSTRUMENT DIAGRAM DHTU UNIT(HCKU) FRACTIONATION SECTION KEROSENE PUMP AROUND SECTION | 079254C-1B03-PID-0021-043-01 | B
PIPING AND INSTRUMENT DIAGRAM DHTU UNIT(HCKU) FRACTIONATION SECTION KEROSENE SIDE STRIPPER SECTION | 079254C-1B03-PID-0021-044-01 | B
PIPING & INSTRUMENT DIAGRAM HYDROCRACKER UNIT (HCKU) FRACIONATION SECTION KEROSENE PRODUCT SECTION | 079254C-1B03-PID-0021-045-01 | B
PIPING & INSTRUMENT DIAGRAM HYDROCRACKER UNIT (HCKU) FRACIONATION SECTION DIESEL PUMPAROUND SECTION | 079254C-1B03-PID-0021-046-01 | B
PIPING & INSTRUMENT DIAGRAM HYDROCRACKER UNIT (HCKU) FRACIONATION SECTION DIESEL SIDE STRIPPER SECTION | 079254C-1B03-PID-0021-047-01 | B
PIPING & INSTRUMENT DIAGRAM HYDROCRACKER UNIT (HCKU) FRACIONATION SECTION DIESEL PRODUCT COOLING SECTION (1/2) | 079254C-1B03-PID-0021-048-01 | B
PIPING & INSTRUMENT DIAGRAM HYDROCRACKER UNIT (HCKU) FRACIONATION SECTION DIESEL PRODUCT COOLING SECTION (2/2) | 079254C-1B03-PID-0021-049-01 | B
PIPING & INSTRUMENT DIAGRAM HYDROCRACKER UNIT (HCKU) FRACIONATION SECTION OVERFLASH SIDE STRIPPER SECTION | 079254C-1B03-PID-0021-050-01 | B
PIPING & INSTRUMENT DIAGRAM HYDROCRACKER UNIT (HCKU) REACTION SECTION 2ND STAGE FEED COOLING SECTION | 079254C-1B03-PID-0021-051-01 | B
PIPING & INSTRUMENT DIAGRAM HYDROCRACKER UNIT (HCKU) REACTION SECTION UCO START-UP AIR COOLER | 079254C-1B03-PID-0021-051-02 | B
PIPING & INSTRUMENT DIAGRAM HYDROCRACKER UNIT (HCKU) FRACTIONATION SECTION RESIDUE PRODUCT COOLING SECTION | 079254C-1B03-PID-0021-052-01 | B
PIPING & INSTRUMENT DIAGRAM HYDROCRACKER UNIT (HCKU) GAS PLANT SECTION DEETHANIZER AND ABSORBER FEED SECTION | 079254C-1B03-PID-0021-053-01 | B
PIPING & INSTRUMENT DIAGRAM HYDROCRACKER UNIT (HCKU) GAS PLANT SECTION DEETHANIZER AND ABSORBER SECTION | 079254C-1B03-PID-0021-054-01 | B
PIPING & INSTRUMENT DIAGRAM HYDROCRACKER UNIT (HCKU) GAS PLANT SECTION NAPHTHA PRODUCT COOLING SECTION | 079254C-1B03-PID-0021-055-01 | B
PIPING & INSTRUMENT DIAGRAM HYDROCRACKER UNIT (HCKU) GAS PLANT SECTION DEBUTANIZER SECTION | 079254C-1B03-PID-0021-056-01 | B
PIPING & INSTRUMENT DIAGRAM HYDROCRACKER UNIT (HCKU) GAS PLANT SECTION DEBUTANIZER OVERHEAD SECTION | 079254C-1B03-PID-0021-057-01 | B
PIPING & INSTRUMENT DIAGRAM HYDROCRACKER UNIT (HCKU) GAS PLANT SECTION DEBUTANIZER REFLUX PUMPS SECTION | 079254C-1B03-PID-0021-058-01 | B
PIPING & INSTRUMENT DIAGRAM HYDROCRACKER UNIT (HCKU) SULFREX SAECTION LPG FEED SURGE DRUM SECTION | 079254C-1B03-PID-0021-059-01 | B
PIPING & INSTRUMENT DIAGRAM HYDROCRACKER UNIT (HCKU) SULFREX SECTION LPG AMINE ABSORBER SECTION | 079254C-1B03-PID-0021-060-01 | B
PIPING & INSTRUMENT DIAGRAM HYDROCRACKER UNIT (HCKU) SULFREX SECTION LPG AMINE SETTLER SECTION | 079254C-1B03-PID-0021-061-01 | B
PIPING & INSTRUMENT DIAGRAM HYDROCRACKER UNIT (HCKU) SULFREX SECTION CAUSTIC PREWASH DRUM SECTION | 079254C-1B03-PID-0021-062-01 | B
PIPING & INSTRUMENT DIAGRAM HYDROCRACKER UNIT (HCKU) SULFREX SECTION EXTRACTOR SECTION | 079254C-1B03-PID-0021-063-01 | B
PIPING & INSTRUMENT DIAGRAM HYDROCRACKER UNIT (HCKU) SULFREX SECTION HOT CAUSTIC WASH PREHEAT SECTION | 079254C-1B03-PID-0021-064-01 | B
PIPING & INSTRUMENT DIAGRAM HYDROCRACKER UNIT (HCKU) SULFREX SECTION HOT CAUSTIC WASH SECTION | 079254C-1B03-PID-0021-065-01 | B
PIPING & INSTRUMENT DIAGRAM HYDROCRACKER UNIT (HCKU) SULFREX SECTION LPG CAUSTIC SETTLER SETION | 079254C-1B03-PID-0021-066-01 | B
PIPING & INSTRUMENT DIAGRAM HYDROCRACKER UNIT (HCKU) SULFREX SECTION LPG COALESCER SECTION | 079254C-1B03-PID-0021-067-01 | B
PIPING & INSTRUMENT DIAGRAM HYDROCRACKER UNIT (HCKU) SULFREX SECTION OXIDIZER HEATER SECTION | 079254C-1B03-PID-0021-068-01 | B
PIPING & INSTRUMENT DIAGRAM HYDROCRACKER UNIT (HCKU) SULFREX SECTION OXIDIZER SECTION | 079254C-1B03-PID-0021-069-01 | B
PIPING & INSTRUMENT DIAGRAM HYDROCRACKER UNIT (HCKU) SULFREX SECTION DISULFIDES SEPARATOR SECTION | 079254C-1B03-PID-0021-070-01 | B
PIPING & INSTRUMENT DIAGRAM HYDROCRACKER UNIT (HCKU) SULFREX SECTION CATALYST SURGE DRUM/LEAN CAUSTIC COOLER SECTION | 079254C-1B03-PID-0021-071-01 | B
PIPING & INSTRUMENT DIAGRAM HYDROCRACKER UNIT (HCKU) SULFREX SECTION CAUSTIC NAPHTHA WASHING DRUM SECTION | 079254C-1B03-PID-0021-072-01 | B
PIPING & INSTRUMENT DIAGRAM HYDROCRACKER UNIT (HCKU) SULFREX SECTION RICH NAPHTHA OXYGEN STRIPPER SECTION | 079254C-1B03-PID-0021-073-01 | B
PIPING & INSTRUMENT DIAGRAM HYDROCRACKER UNIT (HCKU) SULFREX SECTION RICH NAPHTHA CAUSTIC SETTLER SECTION | 079254C-1B03-PID-0021-074-01 | B
PIPING & INSTRUMENT DIAGRAM HYDROCRACKER UNIT (HCKU) SULFREX SECTION RICH NAPHTHA COALESCER SECTION | 079254C-1B03-PID-0021-075-01 | B
PIPING & INSTRUMENT DIAGRAM HYDROCRACKER UNIT (HCKU) SULFREX SECTION SPENT CAUSTIC FILTERS SECTION | 079254C-1B03-PID-0021-076-01 | B
PIPING & INSTRUMENT DIAGRAM HYDROCRACKER UNIT (HCKU) SULFREX SECTION DEMINERALIZED WATER SECTION | 079254C-1B03-PID-0021-077-01 | B
PIPING & INSTRUMENT DIAGRAM HYDROCRACKER UNIT (HCKU) SULFREX SECTION FRESH CAUSTIC SECTION (1/2) | 079254C-1B03-PID-0021-078-01 | B
PIPING & INSTRUMENT DIAGRAM HYDROCRACKER UNIT (HCKU) SULFREX SECTION FRESH CAUSTIC SECTION (2/2) | 079254C-1B03-PID-0021-079-01 | B
PIPING & INSTRUMENT DIAGRAM HYDROCRACKER UNIT (HCKU) CHEMICALS INJECTIONS SECTION | 079254C-1B03-PID-0021-080-01 | B
PIPING & INSTRUMENT DIAGRAM HYDROCRACKER UNIT (HCKU) CHEMICALS INJECTIONS SECTION | 079254C-1B03-PID-0021-081-01 | B
PIPING & INSTRUMENT DIAGRAM HYDROCRACKER UNIT (HCKU) FRACTIONATION SECTION UCO SIDE STRIPPR SECTION | 079254C-1B03-PID-0021-082-01 | B
PIPING & INSTRUMENT DIAGRAM HYDROCRACKER UNIT (HCKU) GAS PLANT SECTION DEPROPANIZER SECTION | 079254C-1B03-PID-0021-083-01 | B
PIPING & INSTRUMENT DIAGRAM HYDROCRACKER UNIT (HCKU) GAS PLANT SECTION DEPROPANIZER OVERHEAD SECTION | 079254C-1B03-PID-0021-084-01 | B
PIPING & INSTRUMENT DIAGRAM HYDROCRACKER UNIT (HCKU) GAS PLANT SECTION LPG COOLER SECTION | 079254C-1B03-PID-0021-085-01 | B
PIPING & INSTR.DIAGRAM HYDROCRACKER UNIT(HCKU)FUEL GAS NATURAL DRAFT HEATER 1ST STAGE REACTOR FEED HEATER BURNER CONTROL | 079254C-1B03-PID-0021-086-01 | B
PIPING & INSTRUMENT DIAGRAM HYDROCRACKER UNIT (HCKU) 1ST STAGE REACTOR FEED HEATER FIRE BOX | 079254C-1B03-PID-0021-087-01 | B
PIPING & INSTRUMENT DIAGRAM HYDROCRACKER UNIT (HCKU) FUEL GAS NATURAL DRAFT HEATER 2ND STAGE REACTOR FEED HEATER BURNER | 079254C-1B03-PID-0021-088-01 | B
PIPING & INSTRUMENT DIAGRAM HYDROCRACKER UNIT (HCKU) 2ND STAGE REACTOR FEED HEATER FIRE BOX | 079254C-1B03-PID-0021-089-01 | B
PIPING & INSTRUMENT DIAGRAM HYDROCRACKER UNIT(HCKU) FUEL GAS/FORCED DRAFT HEATER FRACTIONATOR FEED HEATER BURNER CONTROL | 079254C-1B03-PID-0021-090-01 | B
PIPING & INSTRUMENT DIAGRAM HYDROCRACKER UNIT (HCKU) FRACTIONATOR FEED HEATER FIRE BOX | 079254C-1B03-PID-0021-091-01 | B
PIPING & INSTRUMENT DIAGRAM HYDROCRACKER UNIT (HCKU) AIR PREHEATING FRACTIONATOR FEED HEATER | 079254C-1B03-PID-0021-092-01 | B
PIPING & INSTRUMENT DIAGRAM HYDROCRACKER UNIT (HCKU) FUEL GAS K.O. DRUM | 079254C-1B03-PID-0021-093-01 | B
PIPING & INSTRUMENT DIAGRAM HYDROCRACKER UNIT (HCKU) PROCESS BATTERY LIMIT #1 | 079254C-1B03-PID-0021-501-01 | B
PIPING & INSTRUMENT DIAGRAM HYDROCRACKER UNIT (HCKU)PROCESS BATTERY LIMIT #2 | 079254C-1B03-PID-0021-502-01 | B
PIPING & INSTRUMENT DIAGRAM HYDROCRACKER UNIT (HCKU)PROCESS BATTERY LIMIT #3 | 079254C-1B03-PID-0021-503-01 | B
PIPING & INSTRUMENT DIAGRAM HYDROCRACKER UNIT (HCKU) PROCESS BATTERY LIMIT #4 | 079254C-1B03-PID-0021-504-01 | B
PIPING & INSTRUMENT DIAGRAM HYDROCRACKER UNIT (HCKU) PROCESS BATTERY LIMIT #5 | 079254C-1B03-PID-0021-505-01 | B
PIPING & INSTRUMENT DIAGRAM HYDROCRACKER UNIT (HCKU)PROCESS BATTERY LIMIT #6 | 079254C-1B03-PID-0021-506-01 | B
PIPING & INSTRUMENT DIAGRAM HYDROCRACKER UNIT (HCKU) PROCESS BATTERY LIMIT #7 | 079254C-1B03-PID-0021-507-01 | B
PIPING & INSTRUMENT DIAGRAM HYDROCRACKER UNIT (HCKU)PROCESS BATTERY LIMIT #8 | 079254C-1B03-PID-0021-508-01 | B
PIPING & INSTRUMENT DIAGRAM HYDROCRACKER UNIT (HCKU)UTILITIES BATTERY LIMIT #1 | 079254C-1B03-PID-0021-551-01 | B
PIPING & INSTRUMENT DIAGRAM HYDROCRACKER UNIT (HCKU)UTILITIES BATTERY LIMIT #2 | 079254C-1B03-PID-0021-552-01 | B
PIPING & INSTRUMENT DIAGRAM HYDROCRACKER UNIT (HCKU)UTILITIES BATTERY LIMIT #3 | 079254C-1B03-PID-0021-553-01 | B
PIPING & INSTRUMENT DIAGRAM HYDROCRACKER UNIT (HCKU)CWR/CWS | 079254C-1B03-PID-0021-601-01 | B
PIPING & INSTRUMENT DIAGRAM HYDROCRACKER UNIT (HCKU) - FLO | 079254C-1B03-PID-0021-602-01 | B
PIPING & INSTRUMENT DIAGRAM HYDROCRACKER UNIT (HCKU) - CLD | 079254C-1B03-PID-0021-603-01 | B
PIPING & INSTRUMENT DIAGRAM HYDROCRACKER UNIT (HCKU) - NIT | 079254C-1B03-PID-0021-604-01 | B
PIPING & INSTRUMENT DIAGRAM HYDROCRACKER UNIT (HCKU) - FUG | 079254C-1B03-PID-0021-605-01 | B
PIPING & INSTRUMENT DIAGRAM HYDROCRACKER UNIT (HCKU) - AMW | 079254C-1B03-PID-0021-606-01 | B
PIPING & INSTRUMENT DIAGRAM HYDROCRACKER UNIT (HCKU) - CAW | 079254C-1B03-PID-0021-607-01 | B
PIPING & INSTRUMENT DIAGRAM HYDROCRACKER UNIT (HCKU) - FLH LP FLARE HEADER | 079254C-1B03-PID-0021-608-01 | B
PIPING & INSTRUMENT DIAGRAM HYDROCRACKER UNIT (HCKU) - CFH/HPF | 079254C-1B03-PID-0021-609-01 | B
PIPING & INSTRUMENT DIAGRAM HYDROCRACKER UNIT (HCKU) - BFW | 079254C-1B03-PID-0021-610-01 | B
PIPING & INSTRUMENT DIAGRAM HYDROCRACKER UNIT (HCKU) - HPS/MPS | 079254C-1B03-PID-0021-611-01 | B
PIPING & INSTRUMENT DIAGRAM HYDROCRACKER UNIT (HCKU) - LPS | 079254C-1B03-PID-0021-612-01 | B
PIPING & INSTRUMENT DIAGRAM HYDROCRACKER UNIT (HCKU) - LPC | 079254C-1B03-PID-0021-613-01 | B
PIPING & INSTRUMENT DIAGRAM HYDROCRACKER UNIT (HCKU) - NTG | 079254C-1B03-PID-0021-614-01 | B
PIPING & INSTRUMENT DIAGRAM HYDROCRACKER UNIT (HCKU) - HBW | 079254C-1B03-PID-0021-615-01 | B
PIPING & INSTRUMENT DIAGRAM HYDROCRACKER UNIT (HCKU) - HPC | 079254C-1B03-PID-0021-616-01 | B
PIPING & INSTRUMENT DIAGRAM HYDROCRACKER UNIT (HCKU) - LPG DRAINS | 079254C-1B03-PID-0021-617-01 | B
PIPING & INSTRUMENT DIAGRAM HYDROCRACKER UNIT (HCKU) - INA/UTA | 079254C-1B03-PID-0021-618-01 | B
PIPING & INSTRUMENT DIAGRAM HYDROCRACKER UNIT (HCKU) - UWA/PWA | 079254C-1B03-PID-0021-619-01 | B
PIPING & INSTRUMENT DIAGRAM HYDROCRACKER UNIT (HCKU) HC CLOSED DRAIN SUMP SYSTEM TYPICAL ARRANGEMENT | 079254C-1B03-PID-0021-651-01 | B
PIPING & INSTRUMENT DIAGRAM AMINE CLOSED DRAIN SUMP SYSTEM TYPICAL ARRANGEMENT | 079254C-1B03-PID-0021-652-01 | B
PIPING & INSTRUMENT DIAGRAM CAUSTIC CLOSED DRAIN SUMP SYSTEM TYPICAL ARRANGEMENT | 079254C-1B03-PID-0021-653-01 | B
PIPING & INSTRUMENT DIAGRAM STEAM GENERATION BLOWDOWN SYSTEM | 079254C-1B03-PID-0021-654-01 | B
PIPING & INSTRUMENT DIAGRAM FOR CONDENSATE HP CONDENSATE FLASH DRUM | 079254C-1B03-PID-0021-655-01 | B
PIPING AND INSTRUMENT DIAGRAM DHTU UNIT(HCKU) REACTION SECTION PROJECT CONTENT | 079254C-1B03-PID-0090-001-01 | B
PIPING AND INSTRUMENT DIAGRAM DHTU UNIT(HCKU) REACTION SECTION AXENS SYMBOLOGY FOR PFD/OI | 079254C-1B03-PID-0090-002-01 | B
PIPING AND INSTRUMENT DIAGRAM DHTU UNIT(HCKU) REACTION SECTION AXENS EQUIPMENT SYMBOLOGY FOR P&ID 1/2 | 079254C-1B03-PID-0090-003-01 | B
PIPING AND INSTRUMENT DIAGRAM DHTU UNIT(HCKU) REACTION SECTION AXENS EQUIPMENT SYMBOLOGY FOR P&ID 2/2 | 079254C-1B03-PID-0090-004-01 | B
PIPING AND INSTRUMENT DIAGRAM DHTU UNIT(HCKU) REACTION SECTION AXENS SYMBOLS AND LEGEND | 079254C-1B03-PID-0090-005-01 | B
PIPING AND INSTRUMENT DIAGRAM DHTU UNIT(HCKU) REACTION SECTION SYMBOLS AND LEGEND INSTRUMENT | 079254C-1B03-PID-0090-006-01 | B
PIPING AND INSTRUMENT DIAGRAM DHTU UNIT(HCKU) REACTION SECTION SAFETY ISOLATION/DEPRESSURIZING VALVE TYPICALS | 079254C-1B03-PID-0090-007-01 | B
PIPING AND INSTRUMENT DIAGRAM DHTU UNIT(HCKU) REACTION SECTION PROCESS AVAILABILITY ON/OFF VALVE TYPICALS | 079254C-1B03-PID-0090-008-01 | B
PIPING AND INSTRUMENT DIAGRAM DHTU UNIT(HCKU) REACTION SECTION SEQUENCE ON/OFF VALVE TYPICALS | 079254C-1B03-PID-0090-009-01 | B
PIPING AND INSTRUMENT DIAGRAM DHTU UNIT(HCKU) REACTION SECTION DOUBLE ACTING ON/OFF VALVE TYPICALS | 079254C-1B03-PID-0090-010-01 | B
PIPING AND INSTRUMENT DIAGRAM DHTU UNIT(HCKU) REACTION SECTION SPECIAL VALVES | 079254C-1B03-PID-0090-011-01 | B
PIPING AND INSTRUMENT DIAGRAM DHTU UNIT(HCKU) REACTION SECTION MOV ON/OFF VALVE TYPICAL | 079254C-1B03-PID-0090-012-01 | B
PIPING AND INSTRUMENT DIAGRAM DHTU UNIT(HCKU) REACTION SECTION CONTROL VALVE TYPICAL | 079254C-1B03-PID-0090-013-01 | B
PIPING AND INSTRUMENT DIAGRAM DHTU UNIT(HCKU) REACTION SECTION PROJECT GENERAL NOTES | 079254C-1B03-PID-0090-014-01 | B
PIPING AND INSTRUMENT DIAGRAM DHTU UNIT(HCKU) REACTION SECTION SAMPLING CONNECTIONS 1/4 | 079254C-1B03-PID-0090-015-01 | B
PIPING AND INSTRUMENT DIAGRAM DHTU UNIT(HCKU) REACTION SECTION SAMPLING CONNECTIONS 2/4 | 079254C-1B03-PID-0090-016-01 | B
PIPING AND INSTRUMENT DIAGRAM DHTU UNIT(HCKU) REACTION SECTION SAMPLING CONNECTIONS 3/4 | 079254C-1B03-PID-0090-017-01 | B
PIPING AND INSTRUMENT DIAGRAM DHTU UNIT(HCKU) REACTION SECTION SAMPLING CONNECTIONS 4/4 | 079254C-1B03-PID-0090-018-01 | B
PIPING AND INSTRUMENT DIAGRAM DHTU UNIT(HCKU) REACTION SECTION AIR COOLER INLET/OUTLET ARRANGEMENT | 079254C-1B03-PID-0090-019-01 | B
PIPING & INSTRUMENT DIAGRAM HCKU - UNIT 03 FIRE WATER DISTRIBUTION P&ID | 079254C-1B03-PID-1931-701-01 | A
PIPING & INSTRUMENT DIAGRAM HCKU - UNIT 03 FIRE WATER DISTRIBUTION P&ID | 079254C-1B03-PID-1931-702-01 | A
PIPING AND INSTRUMENT DIAGRAM COVER PAGE | 079254C-1B04-PID-0021-001 | C
PIPING AND INSTRUMENT DIAGRAM INDEX REVISION PAGE | 079254C-1B04-PID-0021-002 | B
PIPING AND INSTRUMENT DIAGRAM LEGEND FOR PROCESS FLOW DIAGRAM PIPING AND INSTRUMENT DIAGRAM AND GENERAL NOTES | 079254C-1B04-PID-0021-003 | B
PIPING AND INSTRUMENT DIAGRAM LEGEND FOR SAMPLE STATIONS | 079254C-1B04-PID-0021-004 | B
PIPING AND INSTRUMENT DIAGRAM LEGEND FOR TYPICALS INSTRUMENTATION | 079254C-1B04-PID-0021-005 | B
PIPING AND INSTRUMENT DIAGRAM LEGEND FOR GENERAL NOTES AND DETAILS | 079254C-1B04-PID-0021-006 | B
PIPING AND INSTRUMENT DIAGRAM LEGEND FOR FEED GAS FROM B.L. AND FEED COMPRESSOR A KNOCK OUT DRUM | 079254C-1B04-PID-0021-101 | B
PIPING AND INSTRUMENT DIAGRAM LEGEND FOR FEED COMPRESSOR B KNOCK OUT DRUM | 079254C-1B04-PID-0021-101A | B
PIPING AND INSTRUMENT DIAGRAM LEGEND FOR FEED - HYDROGEN MIXING | 079254C-1B04-PID-0021-105 | B
PIPING AND INSTRUMENT DIAGRAM LEGEND FOR HYDROGENATION AND PURIFICATION | 079254C-1B04-PID-0021-106B | B
PIPING AND INSTRUMENT DIAGRAM LEGEND FOR FEED COMPRESSOR A | 079254C-1B04-PID-0021-107 | B
PIPING AND INSTRUMENT DIAGRAM LEGEND FOR FEED COMPRESSOR B | 079254C-1B04-PID-0021-108 | B
PIPING AND INSTRUMENT DIAGRAM LEGEND FOR NITROGEN CIRCULATION COMPRESSOR | 079254C-1B04-PID-0021-151 | B
PIPING AND INSTRUMENT DIAGRAM LEGEND FOR STEAM FEED MIXING | 079254C-1B04-PID-0021-201A | B
PIPING AND INSTRUMENT DIAGRAM LEGEND FOR PRIMARY REFORMER | 079254C-1B04-PID-0021-204A | B
PIPING AND INSTRUMENT DIAGRAM LEGEND FOR CONVECTION SECTION | 079254C-1B04-PID-0021-205B | B
PIPING AND INSTRUMENT DIAGRAM LEGEND FOR FUEL GAS FAN AND STACK | 079254C-1B04-PID-0021-206 | B
PIPING AND INSTRUMENT DIAGRAM LEGEND FOR COMBUSTION AIR FAN AND BLOWDOWN | 079254C-1B04-PID-0021-207 | B
PIPING AND INSTRUMENT DIAGRAM LEGEND FOR PROCESS STEAM DRUM | 079254C-1B04-PID-0021-208A | B
PIPING AND INSTRUMENT DIAGRAM LEGEND FOR STEAM DRUM AND PROCESS GAS BOILER (DUAL CHAMBER) | 079254C-1B04-PID-0021-209A | B
PIPING AND INSTRUMENT DIAGRAM LEGEND FOR STEAM DISTRIBUTION | 079254C-1B04-PID-0021-210B | B
PIPING AND INSTRUMENT DIAGRAM LEGEND FOR REFORMER FUEL SYSTEM | 079254C-1B04-PID-0021-232B | B
PIPING AND INSTRUMENT DIAGRAM LEGEND FOR BURNER DISTRIBUTION | 079254C-1B04-PID-0021-233 | B
PIPING AND INSTRUMENT DIAGRAM LEGEND FOR HIGH TEMPERATURE SHIFT REACTOR | 079254C-1B04-PID-0021-301A | B
PIPING AND INSTRUMENT DIAGRAM LEGEND FOR FEED AND BFW PREHEATERS (DUAL STEAM SYSTEM) | 079254C-1B04-PID-0021-301D | B
PIPING AND INSTRUMENT DIAGRAM LEGEND FOR HOT CONDENSER SEPARATOR | 079254C-1B04-PID-0021-304 | B
PIPING AND INSTRUMENT DIAGRAM LEGEND FOR COLD CONDENSATE SEPARATOR | 079254C-1B04-PID-0021-305 | B
PIPING AND INSTRUMENT DIAGRAM LEGEND FOR PSA UNIT | 079254C-1B04-PID-0021-501A | B
PIPING AND INSTRUMENT DIAGRAM LEGEND FOR HYDROGEN PRODUCT | 079254C-1B04-PID-0021-504 | B
PIPING AND INSTRUMENT DIAGRAM LEGEND FOR HYDROGEN RICH GAS KNOCK OUT | 079254C-1B04-PID-0021-601 | B
PIPING AND INSTRUMENT DIAGRAM LEGEND FOR RECOVERY PSA | 079254C-1B04-PID-0021-602 | B
PIPING AND INSTRUMENT DIAGRAM LEGEND FOR TAIL GAS COMPRESSOR A | 079254C-1B04-PID-0021-603 | B
PIPING AND INSTRUMENT DIAGRAM LEGEND FOR TAIL GAS COMPRESSOR B | 079254C-1B04-PID-0021-604 | B
PIPING AND INSTRUMENT DIAGRAM LEGEND FOR TAIL GAS PRODUCT | 079254C-1B04-PID-0021-605 | B
PIPING AND INSTRUMENT DIAGRAM LEGEND FOR HYDROGEN PRODUCT FROM RECOVERY PSA | 079254C-1B04-PID-0021-606 | B
PIPING AND INSTRUMENT DIAGRAM LEGEND FOR TAIL GAS PRODUCT K.O. DRUM A | 079254C-1B04-PID-0021-607 | B
PIPING AND INSTRUMENT DIAGRAM LEGEND FOR TAIL GAS PRODUCT K.O. DRUM B | 079254C-1B04-PID-0021-608 | B
PIPING AND INSTRUMENT DIAGRAM LEGEND FOR DEGASIFIER | 079254C-1B04-PID-0021-701 | B
PIPING AND INSTRUMENT DIAGRAM LEGEND FOR BFW PUMPS | 079254C-1B04-PID-0021-703B | B
PIPING AND INSTRUMENT DIAGRAM LEGEND FOR EXPORT BFW PUMPS | 079254C-1B04-PID-0021-705 | B
PIPING AND INSTRUMENT DIAGRAM LEGEND FOR BFW CHEMICAL DOSING UNIT | 079254C-1B04-PID-0021-708 | B
PIPING AND INSTRUMENT DIAGRAM COVER PAGE | 079254C-1B04-PID-0031-001 | C
PIPING AND INSTRUMENT DIAGRAM INDEX REVISION PAGE | 079254C-1B04-PID-0031-002 | B
PIPING AND INSTRUMENT DIAGRAM FOR COOLING WATER SYSTEM | 079254C-1B04-PID-0031-101 | B
PIPING AND INSTRUMENT DIAGRAM FOR LP STEAM, LP CONDENSATE | 079254C-1B04-PID-0031-102 | B
PIPING AND INSTRUMENT DIAGRAM FOR NITROGEN/INSTRUMENT AIR/PLANT AIR | 079254C-1B04-PID-0031-104 | B
PIPING AND INSTRUMENT DIAGRAM HIGH PRESSURE FLARE HEADER | 079254C-1B04-PID-0031-105 | B
PIPING AND INSTRUMENT DIAGRAM LOW PRESSURE FLARE HEADER | 079254C-1B04-PID-0031-105A | B
PIPING AND INSTRUMENT DIAGRAM RAW WATER, POTABLE WATER | 079254C-1B04-PID-0031-108 | B
PIPING & INSTRUMENT DIAGRAM HPU-UNIT 04 FIRE WATER DISTRIBUTION P&ID | 079254C-1B04-PID-1931-701-01 | B
PIPING AND INSTRUMENT DIAGRAM DISTILLATE HYDROTREATER UNIT (DHTU) DHTU FEED COALESCER PACKAGE | 079254C-1C02-PID-0021-001-01 | B
PIPING AND INSTRUMENT DIAGRAM DISTILLATE HYDROTREATER UNIT (DHTU) FEED FILTER PACKAGE | 079254C-1C02-PID-0021-002-01 | B
PIPING AND INSTRUMENT DIAGRAM DISTILLATE HYDROTREATER UNIT (DHTU) FEED SURGE DRUM | 079254C-1C02-PID-0021-003-01 | B
PIPING AND INSTRUMENT DIAGRAM DISTILLATE HYDROTREATER UNIT (DHTU) FEED PUMPS | 079254C-1C02-PID-0021-004-01 | B
PIPING AND INSTRUMENT UNIT (DHTU) FEED/EFFLUENT EXCHANGER SECTION (1ST REACTOR FEED/EFFLUENT EXCHANGER) | 079254C-1C02-PID-0021-005-01 | B
PIPING AND INSTR.DIAGRAM UNIT (DHTU)FEED/EFFLUENT EXCH.SECTION (2ND REACTOR FEED/EFFLUENT AND STRIPPER FEED PREHEATERS) | 079254C-1C02-PID-0021-006-01 | B
PIPING AND INSTRUMENT DIAGRAM DISTILLATE HYDROTREATER UNIT (DHTU) REACTOR FEED HEATER | 079254C-1C02-PID-0021-007-01 | B
PIPING AND INSTRUMENT DIAGRAM DISTILLATE HYDROTREATER UNIT (DHTU) REACTOR FEED HEATER FIRING SYSTEM | 079254C-1C02-PID-0021-008-01 | B
PIPING AND INSTRUMENT DIAGRAM DISTILLATE HYDROTREATER UNIT (DHTU) DHTU REACTOR SECTION | 079254C-1C02-PID-0021-009-01 | B
PIPING AND INSTRUMENT DIAGRAM DISTILLATE HYDROTREATER UNIT (DHTU) REACTOR EFFLUENT AIR CONDENSER | 079254C-1C02-PID-0021-010-01 | B
PIPING AND INSTRUMENT DIAGRAM DISTILLATE HYDROTREATER UNIT (DHTU) COLD HP SEPARATOR | 079254C-1C02-PID-0021-011-01 | B
PIPING AND INSTRUMENT DIAGRAM DISTILLATE HYDROTREATER UNIT (DHTU) HP AMINE ABSORBER K.O. DRUM | 079254C-1C02-PID-0021-012-01 | B
PIPING AND INSTRUMENT DIAGRAM DISTILLATE HYDROTREATER UNIT (DHTU) HP AMINE ABSORBER | 079254C-1C02-PID-0021-013-01 | B
PIPING AND INSTRUMENT DIAGRAM DISTILLATE HYDROTREATER UNIT (DHTU) RICH AMINE FLASH DRUM | 079254C-1C02-PID-0021-014-01 | B
PIPING AND INSTRUMENT DIAGRAM DISTILLATE HYDROTREATER UNIT (DHTU) RECYCLE COMPRESSOR SECTION | 079254C-1C02-PID-0021-015-01 | B
PIPING AND INSTRUMENT DIAGRAM DISTILLATE HYDROTREATER UNIT (DHTU) RECYCLE COMPRESSOR SECTION | 079254C-1C02-PID-0021-016-01 | B
PIPING AND INSTRUMENT DIAGRAM DISTILLATE HYDROTREATER UNIT (DHTU) RECYCLE COMPRESSOR SECTION | 079254C-1C02-PID-0021-017-01 | B
PIPING AND INSTRUMENT DIAGRAM DISTILLATE HYDROTREATER UNIT (DHTU) RECYCLE COMPRESSOR SECTION | 079254C-1C02-PID-0021-018-01 | B
PIPING AND INSTRUMENT DIAGRAM DISTILLATE HYDROTREATER UNIT (DHTU) WASHING WATER DRUM | 079254C-1C02-PID-0021-019-01 | B
PIPING AND INSTRUMENT DIAGRAM DISTILLATE HYDROTREATER UNIT (DHTU) HP WASHING WATER PUMPS | 079254C-1C02-PID-0021-020-01 | B
PIPING AND INSTRUMENT DIAGRAM DISTILLATE HYDROTREATER UNIT (DHTU) LEAN AMINE SURGE DRUM | 079254C-1C02-PID-0021-021-01 | B
PIPING AND INSTRUMENT DIAGRAM DISTILLATE HYDROTREATER UNIT (DHTU) LEAN AMINE PUMPS | 079254C-1C02-PID-0021-022-01 | B
PIPING AND INSTRUMENT DIAGRAM DISTILLATE HYDROTREATER UNIT (DHTU) STRIPPER FEED/BOTTOM SECTION | 079254C-1C02-PID-0021-023-01 | B
PIPING AND INSTRUMENT DIAGRAM DISTILLATE HYDROTREATER UNIT (DHTU) STRIPPER FEED/BOTTOM SECTION | 079254C-1C02-PID-0021-024-01 | B
PIPING AND INSTRUMENT DIAGRAM DISTILLATE HYDROTREATER UNIT (DHTU) STRIPPER SECTION | 079254C-1C02-PID-0021-025-01 | B
PIPING AND INSTRUMENT DIAGRAM DISTILLATE HYDROTREATER UNIT (DHTU) STRIPPER BOTTOM PUMPS | 079254C-1C02-PID-0021-026-01 | B
PIPING AND INSTRUMENT DIAGRAM DISTILLATE HYDROTREATER UNIT (DHTU) STRIPPER OVHD COOLERS | 079254C-1C02-PID-0021-027-01 | B
PIPING AND INSTRUMENT DIAGRAM DISTILLATE HYDROTREATER UNIT (DHTU) STRIPPER REFLUX DRUM | 079254C-1C02-PID-0021-028-01 | B
PIPING AND INSTRUMENT DIAGRAM DISTILLATE HYDROTREATER UNIT (DHTU) STRIPPER REFLUX PUMPS | 079254C-1C02-PID-0021-029-01 | B
PIPING AND INSTRUMENT DIAGRAM DISTILLATE HYDROTREATER UNIT (DHTU) DIESEL PRODUCT COOLERS | 079254C-1C02-PID-0021-030-01 | B
PIPING AND INSTRUMENT DIAGRAM DISTILLATE HYDROTREATER UNIT (DHTU) DIESEL PRODUCT COALESCER | 079254C-1C02-PID-0021-031-01 | B
PIPING AND INSTRUMENT DIAGRAM DISTILLATE HYDROTREATER UNIT (DHTU) CHEMICAL INJECTION PACKAGES | 079254C-1C02-PID-0021-032-01 | B
PIPING AND INSTRUMENT DIAGRAM DISTILLATE HYDROTREATER UNIT (DHTU) CLOSED DRAIN DRUM AND PUMPS | 079254C-1C02-PID-0021-033-01 | B
PIPING AND INSTRUMENT DIAGRAM DISTILLATE HYDROTREATER UNIT (DHTU) BATTERY LIMIT P&ID | 079254C-1C02-PID-0021-034-01 | B
PIPING AND INSTRUMENT DIAGRAM DISTILLATE HYDROTREATER UNIT (DHTU) BATTERY LIMIT P&ID | 079254C-1C02-PID-0021-035-01 | B
PIPING AND INSTRUMENT DIAGRAM DISTILLATE HYDROTREATER UNIT (DHTU) BATTERY LIMIT P&ID | 079254C-1C02-PID-0021-036-01 | B
PIPING AND INSTRUMENT DIAGRAM DHTU UNIT BATTERY LIMIT P&ID | 079254C-1C02-PID-0021-036-02 | B
PIPING & INSTRUMENT DIAGRAM DISTILLATE HYDROTREATER UNIT (DHTU) AMINE CLOSED DRAIN COLLECTION HEADER | 079254C-1C02-PID-0021-037-01 | B
PIPING & INSTRUMENT DIAGRAM DISTILLATE HYDROTREATER UNIT (DHTU) LP STEAM DISTRIBUTION HEADER | 079254C-1C02-PID-0021-038-01 | B
PIPING & INSTRUMENT DIAGRAM DISTILLATE HYDROTREATER UNIT (DHTU) COOLING WATER SUPPLY/RETURN DISTRIBUTION HEADER | 079254C-1C02-PID-0021-039-01 | B
PIPING & INSTRUMENT DIAGRAM DISTILLATE HYDROTREATER UNIT (DHTU) FUEL GAS DISTRIBUTION HEADER | 079254C-1C02-PID-0021-040-01 | B
PIPING & INSTRUMENT DIAGRAM DISTILLATE HYDROTREATER UNIT (DHTU) HP FLARE COLLECTION HEADER | 079254C-1C02-PID-0021-041-01 | B
PIPING & INSTRUMENT DIAGRAM DISTILLATE HYDROTREATER UNIT (DHTU) SERVICE WATER DISTRIBUTION HEADER | 079254C-1C02-PID-0021-042-01 | B
PIPING & INSTRUMENT DIAGRAM DISTILLATE HYDROTREATER UNIT (DHTU) INSTRUMENT AIR DISTRIBUTION HEADER | 079254C-1C02-PID-0021-043-01 | B
PIPING & INSTRUMENT DIAGRAM DISTILLATE HYDROTREATER UNIT (DHTU) OPEN DRAIN COLLECTION HEADER | 079254C-1C02-PID-0021-044-01 | B
PIPING & INSTRUMENT DIAGRAM DISTILLATE HYDROTREATER UNIT (DHTU) OPEN DRAIN COLLECTION HEADER | 079254C-1C02-PID-0021-044-02 | B
PIPING & INSTRUMENT DIAGRAM DISTILLATE HYDROTREATER UNIT (DHTU) NITROGEN DISTRIBUTION HEADER | 079254C-1C02-PID-0021-045-01 | B
PIPING & INSTRUMENT DIAGRAM DISTILLATE HYDROTREATER UNIT (DHTU) LP FLARE COLLECTION HEADER | 079254C-1C02-PID-0021-046-01 | B
PIPING & INSTRUMENT DIAGRAM DISTILLATE HYDROTREATER UNIT (DHTU) CLOSED DRAIN COLLECTION HEADER | 079254C-1C02-PID-0021-047-01 | B
PIPING & INSTRUMENT DIAGRAM DISTILLATE HYDROTREATER UNIT (DHTU) PLANT AIR DISTRIBUTION HEADER | 079254C-1C02-PID-0021-048-01 | B
PIPING & INSTRUMENT DIAGRAM BACK WASH FILTER EFFLUENT PUMPING AND COOLING SYSTEM | 079254C-1C02-PID-0021-050-01 | A
DHT UNIT 02 FIRE WATER NETWORK P&ID | 079254C-1C02-PID-1931-001-01 | B
PIPING & INSTRUMENT DIAGRAM DELAYED COKER FURNACE CHARGE PUMPS | 079254C-1D05-PID-0021-001-01 | B
PIPING & INSTRUMENT DIAGRAM DELAYED COKER FURNACE FEEDS | 079254C-1D05-PID-0021-002-01 | B
PIPING & INSTRUMENT DIAGRAM DELAYED COKER FURNACE CELL 1 FEED | 079254C-1D05-PID-0021-003-01 | B
PIPING & INSTRUMENT DIAGRAM DELAYED COKER FURNACE CELL 2 FEED | 079254C-1D05-PID-0021-004-01 | B
PIPING & INSTRUMENT DIAGRAM DELAYED COKER FURNACE CELL 3 FEED | 079254C-1D05-PID-0021-005-01 | B
PIPING & INSTRUMENT DIAGRAM DELAYED COKER FURNACE CELL 1 | 079254C-1D05-PID-0021-006-01 | B
PIPING & INSTRUMENT DIAGRAM DELAYED COKER FURNACE CELL 2 | 079254C-1D05-PID-0021-007-01 | B
PIPING & INSTRUMENT DIAGRAM DELAYED COKER FURNACE CELL 3 | 079254C-1D05-PID-0021-008-01 | B
PIPING & INSTRUMENT DIAGRAM DELAYED COKER FURNACE AIR PREHEATER | 079254C-1D05-PID-0021-009-01 | B
PIPING & INSTRUMENT DIAGRAM DELAYED COKER COKE DRUM 1 AND 2 SWITCH DECK | 079254C-1D05-PID-0021-010-01 | B
PIPING & INSTRUMENT DIAGRAM DELAYED COKER COKE DRUM 1 (FILLING) | 079254C-1D05-PID-0021-011-01 | B
PIPING & INSTRUMENT DIAGRAM DELAYED COKER COKE DRUM 2 (DRILLING) | 079254C-1D05-PID-0021-012-01 | B
PIPING & INSTRUMENT DIAGRAM DELAYED COKER COKE DRUM 1 AND 2 EJECTORS AND TOP WATER FEED | 079254C-1D05-PID-0021-013-01 | B
PIPING & INSTRUMENT DIAGRAM DELAYED COKER ANTIFOAM SYSTEM | 079254C-1D05-PID-0021-014-01 | B
PIPING & INSTRUMENT DIAGRAM DELAYED COKER ANTIFOAM DISTRIBUTION | 079254C-1D05-PID-0021-015-01 | B
PIPING AND INSTRUMENT DIGRAM DELAYED COKER COKER FRACTIONATOR BOTTOM SECTION (SHEET 1 OF 2) | 079254C-1D05-PID-0021-016-01 | B
PIPING AND INSTRUMENT DIGRAM DELAYED COKER LCGO & HCGO STRIPPERS | 079254C-1D05-PID-0021-017-01 | B
PIPING AND INSTRUMENT DIGRAM DELAYED COKER COKER FRACTIONATOR TOP SECTION (SHEET 2 OF 2) | 079254C-1D05-PID-0021-018-01 | B
PIPING AND INSTRUMENT DIGRAM DELAYED COKER FZGO PUMPS AND STRAINERS | 079254C-1D05-PID-0021-019-01 | B
PIPING AND INSTRUMENT DIGRAM DELAYED COKER HHGO PUMPAROUND PUMPS & STRAINERS | 079254C-1D05-PID-0021-020-01 | B
PIPING AND INSTRUMENT DIGRAM DELAYED COKER HHGO WASH OIL STRAINERS | 079254C-1D05-PID-0021-021-01 | B
PIPING AND INSTRUMENT DIGRAM DELAYED COKER HHGO PUMPAROUND/IP STEAM GENERATOR | 079254C-1D05-PID-0021-022-01 | B
PIPING AND INSTRUMENT DIGRAM DELAYED COKER HHGO QUENCH/IP STEAM GENERATOR | 079254C-1D05-PID-0021-023-01 | B
PIPING AND INSTRUMENT DIGRAM DELAYED COKER HCGO PUMPAROUND PUMPS | 079254C-1D05-PID-0021-024-01 | B
PIPING AND INSTRUMENT DIGRAM DELAYED COKER HCGO PUMPAROUND/FEED EXCHANGER | 079254C-1D05-PID-0021-025-01 | B
PIPING AND INSTRUMENT DIGRAM DELAYED COKER HCGO PUMPAROUND/IP STEAM GENERATOR | 079254C-1D05-PID-0021-026-01 | B
PIPING AND INSTRUMENT DIGRAM DELAYED COKER HCGO PRODUCT/FEED EXCHANGER & UNIT FEED | 079254C-1D05-PID-0021-027-01 | B
PIPING AND INSTRUMENT DIGRAM DELAYED COKER HCGO PRODUCT PUMPS | 079254C-1D05-PID-0021-028-01 | B
PIPING AND INSTRUMENT DIGRAM DELAYED COKER HCGO PRODUCT/NAPHTHA RECYCLE EXCHANGER | 079254C-1D05-PID-0021-029-01 | B
PIPING AND INSTRUMENT DIGRAM DELAYED COKER HCGO PRODUCT COOLER | 079254C-1D05-PID-0021-030-01 | B
PIPING AND INSTRUMENT DIAGRAM DELAYED COKER BLOWDOWN SUB HEADER | 079254C-1D05-PID-0021-031-01 | B
PIPING AND INSTRUMENT DIAGRAM DELAYED COKER LCGO PUMPAROUND PUMPS AND LP STEAM GENERATOR | 079254C-1D05-PID-0021-032-01 | B
PIPING AND INSTRUMENT DIAGRAM DELAYED COKER LCGO PRODUCT PUMPS AND RICH SPONGE OIL EXCHANGER | 079254C-1D05-PID-0021-033-01 | B
PIPING AND INSTRUMENT DIAGRAM DELAYED COKER LCGO PRODUCT AIR & CW COOLERS | 079254C-1D05-PID-0021-034-01 | B
PIPING AND INSTRUMENT DIAGRAM DELAYED COKER FRACTIONATOR OVERHEAD CONDENSER | 079254C-1D05-PID-0021-035-01 | B
PIPING AND INSTRUMENT DIAGRAM DELAYED COKER FRACTIONATOR TRIM CONDENSER | 079254C-1D05-PID-0021-036-01 | B
PIPING AND INSTRUMENT DIAGRAM DELAYED COKER FRACTIONATOR REFLUX DRUM & PUMPS & NAPHTHA RECYCLE PUMPS | 079254C-1D05-PID-0021-037-01 | B
PIPING AND INSTRUMENT DIAGRAM DELAYED COKER FRACTIONATOR REFLUX DRUM WATER PUMPS | 079254C-1D05-PID-0021-038-01 | B
PIPING AND INSTRUMENT DIAGRAM DELAYED COKER WET GAS COMPRESSOR INLET KO DRUM & EDUCTORS | 079254C-1D05-PID-0021-039-01 | B
PIPING AND INSTRUMENT DIAGRAM DELAYED COKER WET GAS COMPRESSOR FIRST STAGE | 079254C-1D05-PID-0021-040-01 | B
PIPING AND INSTRUMENT DIAGRAM DELAYED COKER WET GAS COMPRESSOR INSTERSTAGE COOLER | 079254C-1D05-PID-0021-041-01 | B
PIPING AND INSTRUMENT DIAGRAM DELAYED COKER KO DRUM AND PUMPS WET GAS COMPRESSOR INTERSTAGE | 079254C-1D05-PID-0021-042-01 | B
PIPING AND INSTRUMENT DIAGRAM DELAYED COKER WET GAS COMPESSOR SECOND STAGE | 079254C-1D05-PID-0021-043-01 | B
PIPING AND INSTRUMENT DIAGRAM DELAYED COKER WET GAS COMPESSOR DISCHARGE COOLER | 079254C-1D05-PID-0021-044-01 | B
PIPING AND INSTRUMENT DIAGRAM DELAYED COKER RECONTACT COOLER | 079254C-1D05-PID-0021-045-01 | B
PIPING AND INSTRUMENT DIAGRAM DELAYED COKER RECONTACT DRUM & STRIPPER FEED PUMPS | 079254C-1D05-PID-0021-046-01 | B
PIPING AND INSTRUMENT DIAGRAM DELAYED COKER LEAN NAPHTHA CW COOLER | 079254C-1D05-PID-0021-047-01 | B
PIPING AND INSTRUMENT DIAGRAM DELAYED COKER ABSORBER/STRIPPER & STRIPPER UPPER REBOILER | 079254C-1D05-PID-0021-048-01 | B
PIPING AND INSTRUMENT DIAGRAM DELAYED COKER STRIPPER REBOILER | 079254C-1D05-PID-0021-049-01 | B
PIPING AND INSTRUMENT DIAGRAM DELAYED COKER DEBUTANIZER & STRIPPER BOTTOMS PUMPS | 079254C-1D05-PID-0021-050-01 | B
PIPING AND INSTRUMENT DIAGRAM DELAYED COKER DEBUTANIZER REBOILER & CONDENSATE POT | 079254C-1D05-PID-0021-051-01 | B
PIPING AND INSTRUMENT DIAGRAM DELAYED COKER DEBUTANIZER CONDENSER | 079254C-1D05-PID-0021-052-01 | B
PIPING AND INSTRUMENT DIAGRAM DELAYED COKER DEBUTANIZER REFLUX DRUM AND PUMPS | 079254C-1D05-PID-0021-053-01 | B
PIPING AND INSTRUMENT DIAGRAM DELAYED COKER LEAN NAPHTHA AIR COOLER | 079254C-1D05-PID-0021-054-01 | B
PIPING AND INSTRUMENT DIAGRAM DELAYED COKER SPONGE OIL ABSORBER AND OVERHEAD GAS COOLER | 079254C-1D05-PID-0021-055-01 | B
PIPING AND INSTRUMENT DIAGRAM DELAYED COKER LEAN SPONGE OIL COALESCER | 079254C-1D05-PID-0021-056-01 | B
PIPING AND INSTRUMENT DIAGRAM DELAYED COKER PRESATURATED LEAN OIL PUMPS AND WATER DRAWOFF POT | 079254C-1D05-PID-0021-057-01 | B
PIPING AND INSTRUMENT DIAGRAM DELAYED COKER BLOWDOWN QUENCH TOWER | 079254C-1D05-PID-0021-058-01 | B
PIPING AND INSTRUMENT DIAGRAM DELAYED COKER HSO RECYCLE PUMPS AND STRAINERS | 079254C-1D05-PID-0021-059-01 | B
PIPING AND INSTRUMENT DIAGRAM DELAYED COKER HSO RECYCLE EXCHANGER AND CONDENSATE POT | 079254C-1D05-PID-0021-060-01 | B
PIPING AND INSTRUMENT DIAGRAM DELAYED COKER QUENCH TOWER OVERHEAD CONDENSER | 079254C-1D05-PID-0021-061-01 | B
PIPING AND INSTRUMENT DIAGRAM DELAYED COKER BLOWDOWN SETTLING DRUM | 079254C-1D05-PID-0021-062-01 | B
PIPING AND INSTRUMENT DIAGRAM DELAYED COKER LSO AND CONDENSED BLOWDOWN WATER PUMPS & LSO EXCHANGER | 079254C-1D05-PID-0021-063-01 | B
PIPING AND INSTRUMENT DIAGRAM DELAYED COKER HEAVY SLOP IL COOLER | 079254C-1D05-PID-0021-064-01 | B
PIPING AND INSTRUMENT DIAGRAM DELAYED COKER COKE PIT/PAD & FINES SETTLING BASIN | 079254C-1D05-PID-0021-065-01 | B
PIPING AND INSTRUMENT DIGRAM DELAYED COKER QUENCH WATER STORAGE TANKS & PUMPS | 079254C-1D05-PID-0021-066-01 | B
PIPING AND INSTRUMENT DIGRAM DELAYED COKER QUENCH WATER PUMPS | 079254C-1D05-PID-0021-067-01 | B
PIPING AND INSTRUMENT DIGRAM DELAYED COKER COKE PIT DUST SUPPRESSION | 079254C-1D05-PID-0021-068-01 | B
PIPING AND INSTRUMENT DIGRAM DELAYED COKER SLUDGE HOLDING TANK AND PUMPS AND CARBON BED FILTER | 079254C-1D05-PID-0021-069-01 | B
PIPING AND INSTRUMENT DIGRAM DELAYED COKER SLUDGE CONTAINMENT SUMP AND PUMP AND HEATER | 079254C-1D05-PID-0021-070-01 | B
PIPING AND INSTRUMENT DIAGRAM DELAYED COKER DECOKING WATER JET PUMP AND STRAINER | 079254C-1D05-PID-0021-071-01 | B
PIPING AND INSTRUMENT DIAGRAM DELAYED COKER DRUM 1 DECOKING SYSTEM | 079254C-1D05-PID-0021-072-01 | B
PIPING AND INSTRUMENT DIAGRAM DELAYED COKER DRUM 2 DECOKING SYSTEM | 079254C-1D05-PID-0021-073-01 | B
PIPING AND INSTRUMENT DIAGRAM DELAYED COKER BRIDGE CRANE AND FEED HOPPER AND COKE CRUSHER | 079254C-1D05-PID-0021-074-01 | B
PIPING AND INSTRUMENT DIAGRAM DELAYED COKER LCGO FLUSH OIL SYSTEM | 079254C-1D05-PID-0021-075-01 | B
PIPING AND INSTRUMENT DIAGRAM DELAYED COKER HCGO FLUSH/SEAL OIL SYSTEM | 079254C-1D05-PID-0021-076-01 | B
PIPING AND INSTRUMENT DIAGRAM DELAYED COKER FUEL GAS KO DRUM AND PILOT GAS | 079254C-1D05-PID-0021-077-01 | B
PIPING AND INSTRUMENT DIAGRAM DELAYED COKER FURNACE PILOT GAS CELL 1 | 079254C-1D05-PID-0021-078-01 | B
PIPING AND INSTRUMENT DIAGRAM DELAYED COKER FURNACE PILOT GAS CELL 2 | 079254C-1D05-PID-0021-079-01 | B
PIPING AND INSTRUMENT DIAGRAM DELAYED COKER FURNACE PILOT GAS CELL 3 | 079254C-1D05-PID-0021-080-01 | B
PIPING AND INSTRUMENT DIAGRAM DELAYED COKER FURNACE CELL 1 FUEL GAS | 079254C-1D05-PID-0021-081-01 | B
PIPING AND INSTRUMENT DIAGRAM DELAYED COKER FURNACE CELL 2 FUEL GAS | 079254C-1D05-PID-0021-082-01 | B
PIPING AND INSTRUMENT DIAGRAM DELAYED COKER FURNACE CELL 3 FUEL GAS | 079254C-1D05-PID-0021-083-01 | B
PIPING AND INSTRUMENT DIAGRAM DELAYED COKER FURNACE STEAM HEADER | 079254C-1D05-PID-0021-084-01 | B
PIPING AND INSTRUMENT DIAGRAM DELAYED COKER SWITCH DECK STEAM HEADER | 079254C-1D05-PID-0021-085-01 | B
PIPING AND INSTRUMENT DIAGRAM DELAYED COKER PHOSPATE INJECTION PACKAGE | 079254C-1D05-PID-0021-086-01 | B
PIPING AND INSTRUMENT DIAGRAM DELAYED COKER FURNACE BURNERS | 079254C-1D05-PID-0021-087-01 | B
PIPING AND INSTRUMENT DIAGRAM DELAYED COKER PROCESS BATTERY LIMIT #1 | 079254C-1D05-PID-0021-501-01 | B
PIPING AND INSTRUMENT DIAGRAM DELAYED COKER PROCESS BATTERY LIMIT #2 | 079254C-1D05-PID-0021-502-01 | B
PIPING AND INSTRUMENT DIAGRAM DELAYED COKER PROCESS BATTERY LIMIT #3 | 079254C-1D05-PID-0021-503-01 | B
PIPING AND INSTRUMENT DIAGRAM DELAYED COKER PROCESS BATTERY LIMIT #4 | 079254C-1D05-PID-0021-504-01 | B
PIPING AND INSTRUMENT DIAGRAM DELAYED COKER HPS/LPS/MPS/LPC/MPC UTILITIES BATTERY LIMIT | 079254C-1D05-PID-0021-551-01 | B
PIPING AND INSTRUMENT DIAGRAM DELAYED COKER UTILITIES BATTERY LIMIT BFW/HBW/CWS/CWR/UWA/PWA/DWA | 079254C-1D05-PID-0021-552-01 | B
PIPING AND INSTRUMENT DIAGRAM DELAYED COKER UTILITIES BATTERY LIMIT NIT/NTG/INA/UTA | 079254C-1D05-PID-0021-553-01 | B
PIPING AND INSTRUMENT DIAGRAM DELAYED COKER UTILITIES DISTRIBUTION HPS/LPS | 079254C-1D05-PID-0021-601-01 | B
PIPING AND INSTRUMENT DIAGRAM DELAYED COKER UTILITIES DISTRIBUTION MPS | 079254C-1D05-PID-0021-602-01 | B
PIPING AND INSTRUMENT DIAGRAM DELAYED COKER UTILITIES DISTRIBUTION LPC/MPC | 079254C-1D05-PID-0021-603-01 | B
PIPING AND INSTRUMENT DIAGRAM DELAYED COKER UTILITIES DISTRIBUTION BFW/HBW | 079254C-1D05-PID-0021-604-01 | B
PIPING AND INSTRUMENT DIAGRAM DELAYED COKER UTILITIES DISTRIBUTION CWS/CWR | 079254C-1D05-PID-0021-605-01 | B
PIPING AND INSTRUMENT DIAGRAM DELAYED COKER UTILITIES DISTRIBUTION UWA/PWA/PRW | 079254C-1D05-PID-0021-606-01 | B
PIPING AND INSTRUMENT DIAGRAM DELAYED COKER UTILITIES DISTRIBUTION NIT/NTG | 079254C-1D05-PID-0021-607-01 | B
PIPING AND INSTRUMENT DIAGRAM DELAYED COKER UTILITIES DISTRIBUTION BDH | 079254C-1D05-PID-0021-608-01 | B
PIPING AND INSTRUMENT DIAGRAM DELAYED COKER UTILITIES DISTRIBUTION HFL/LFL | 079254C-1D05-PID-0021-609-01 | B
PIPING AND INSTRUMENT DIAGRAM DELAYED COKER UTILITIES DISTRIBUTION CPD | 079254C-1D05-PID-0021-610-01 | B
PIPING AND INSTRUMENT DIAGRAM DELAYED COKER UTILITIES DISTRIBUTION FLH | 079254C-1D05-PID-0021-611-01 | B
PIPING AND INSTRUMENT DIAGRAM DELAYED COKER UTILITIES DISTRIBUTION UTA/INA | 079254C-1D05-PID-0021-612-01 | B
PIPING AND INSTRUMENT DIAGRAM DELAYED COKER UTILITIES DISTRIBUTION CLD | 079254C-1D05-PID-0021-613-01 | B
PIPING AND INSTRUMENT DIAGRAM DELAYED COKER DCU HC CLOSED DRAIN SUMP SYSTEM | 079254C-1D05-PID-0021-651-01 | B
PIPING AND INSTRUMENT DIAGRAM DELAYED COKER DCU CONDENSATE FLASH DRUM MPC-LPC | 079254C-1D05-PID-0021-652-01 | B
PIPING AND INSTRUMENT DIAGRAM DELAYED COKER DRAWING INDEX | 079254C-1D05-PID-0090-001-01 | B
PIPING AND INSTRUMENT DIAGRAM DELAYED COKER DRAWING INDEX | 079254C-1D05-PID-0090-002-01 | B
PIPING AND INSTRUMENT DIAGRAM DELAYED COKER DRAWING INDEX | 079254C-1D05-PID-0090-003-01 | B
PIPING AND INSTRUMENT DIAGRAM DELAYED COKER DRAWING INDEX | 079254C-1D05-PID-0090-004-01 | B
PIPING AND INSTRUMENT DIAGRAM DELAYED COKER DRAWING INDEX | 079254C-1D05-PID-0090-005-01 | B
PIPING AND INSTRUMENT DIAGRAM DELAYED COKER DRAWING INDEX | 079254C-1D05-PID-0090-006-01 | B
PIPING AND INSTRUMENT DIAGRAM DELAYED COKER DRAWING INDEX | 079254C-1D05-PID-0090-007-01 | B
PIPING AND INSTRUMENT DIAGRAM DELAYED COKER DRAWING INDEX | 079254C-1D05-PID-0090-008-01 | B
PIPING AND INSTRUMENT DIAGRAM DELAYED COKER DRAWING INDEX | 079254C-1D05-PID-0090-009-01 | B
PIPING AND INSTRUMENT DIAGRAM DELAYED COKER DRAWING INDEX | 079254C-1D05-PID-0090-010-01 | B
PIPING AND INSTRUMENT DIAGRAM DELAYED COKER DRAWING INDEX | 079254C-1D05-PID-0090-011-01 | B
PIPING AND INSTRUMENT DIAGRAM DELAYED COKER DRAWING INDEX | 079254C-1D05-PID-0090-012-01 | B
PIPING AND INSTRUMENT DIAGRAM DELAYED COKER DRAWING INDEX | 079254C-1D05-PID-0090-013-01 | B
PIPING AND INSTRUMENT DIAGRAM DELAYED COKER DRAWING INDEX | 079254C-1D05-PID-0090-014-01 | B
PIPING AND INSTRUMENT DIAGRAM DELAYED COKER DRAWING INDEX | 079254C-1D05-PID-0090-015-01 | B
PIPING AND INSTRUMENT DIAGRAM DELAYED COKER DRAWING INDEX | 079254C-1D05-PID-0090-016-01 | B
PIPING AND INSTRUMENT DIAGRAM DELAYED COKER DRAWING INDEX | 079254C-1D05-PID-0090-017-01 | B
PIPING AND INSTRUMENT DIAGRAM DELAYED COKER DRAWING INDEX | 079254C-1D05-PID-0090-018-01 | B
PIPING AND INSTRUMENT DIAGRAM DELAYED COKER DRAWING INDEX | 079254C-1D05-PID-0090-019-01 | B
PIPING & INSTRUMENT DIAGRAM DCU - UNIT 05 FIRE WATER NETWORK | 079254C-1D05-PID-1931-701-01 | B
PIPING & INSTRUMENT DIAGRAM DCU - UNIT 05 FIRE WATER NETWORK | 079254C-1D05-PID-1931-702-01 | B
PIPING & INSTRUMENT DIAGRAM GAS SWEETENING AND AMINE REGENERATION UNIT PROCESS AREA ACID FLARE KO DRUM | 079254C-1E09-PID-0021-613-01 | A
PIPING AND INSTRUMENT DIAGRAM ARU-UNIT 09 FIRE WATER DISTRIBUTION | 079254C-1E09-PID-1931-701-01 | B
PIPING & INSTRUMENT DIAGRAM SOUR WATER STRIPPER UNIT 1ST TRAIN SOUR WATER STRIPPER FEED DRUM | 079254C-1E10-PID-0021-001-01 | B
PIPING & INSTRUMENT DIAGRAM SOUR WATER STRIPPER UNIT 1ST TRAIN SOUR WATER STRIPPER STORAGE | 079254C-1E10-PID-0021-002-01 | B
PIPING & INSTRUMENT DIAGRAM SOUR WATER STRIPPER UNIT 1ST TRAIN SOUR WATER STRIPPER | 079254C-1E10-PID-0021-003-01 | B
PIPING & INSTRUMENT DIAGRAM SOUR WATER STRIPPER UNIT 1ST TRAIN PUMPAROUND AND STRIPPED WATER COOLING | 079254C-1E10-PID-0021-004-01 | B
PIPING & INSTRUMENT DIAGRAM SOUR WATER STRIPPER UNIT 2ND TRAIN SOUR WATER FEED DRUM | 079254C-1E10-PID-0021-005-01 | B
PIPING & INSTRUMENT DIAGRAM SOUR WATER STRIPPER UNIT 2ND TRAIN SOUR WATER STORAGE | 079254C-1E10-PID-0021-006-01 | B
PIPING & INSTRUMENT DIAGRAM SOUR WATER STRIPPER UNIT 2ND TRAIN SOUR WATER STRIPPER | 079254C-1E10-PID-0021-007-01 | B
PIPING & INSTRUMENT DIAGRAM SOUR WATER STRIPPER UNIT 2ND TRAIN PUMPAROUND AND STRIPPED WATER COOLING | 079254C-1E10-PID-0021-008-01 | B
PIPING & INSTRUMENT DIAGRAM SOUR WATER STRIPPER UNIT CAUSTIC SCRUBBER | 079254C-1E10-PID-0021-009-01 | B
PIPING & INSTRUMENT DIAGRAM SOUR WATER STRIPPER UNIT PROCESS LINES AT UNIT B.L. | 079254C-1E10-PID-0021-501-01 | B
PIPING & INSTRUMENT DIAGRAM UTILITIES BATTERY LIMIT LPS/LPC/BFW SOUR WATER STRIPPER UNIT | 079254C-1E10-PID-0021-551-01 | B
PIPING & INSTRUMENT DIAGRAM UTILITIES BATTERY LIMIT CWS/CWR/UWA/PWA SOUR WATER STRIPPER UNIT | 079254C-1E10-PID-0021-552-01 | B
PIPING & INSTRUMENT DIAGRAM UTILITIES BATTERY LIMIT UTA/INA/NIT/FUG/SVH SOUR WATER STRIPPER UNIT | 079254C-1E10-PID-0021-553-01 | B
PIPING & INSTRUMENT DIAGRAM LP STEAM DISTRIBUTION SOUR WATER STRIPPER UNIT | 079254C-1E10-PID-0021-601-01 | B
PIPING & INSTRUMENT DIAGRAM CONDENSATE DISTRIBUTION SOUR WATER STRIPPER UNIT | 079254C-1E10-PID-0021-602-01 | B
PIPING & INSTRUMENT DIAGRAM BOILER FEED WATER DISTRIBUTION SOUR WATER STRIPPER UNIT | 079254C-1E10-PID-0021-603-01 | B
PIPING & INSTRUMENT DIAGRAM COOLING WATER DISTRIBUTION SOUR WATER STRIPPER UNIT | 079254C-1E10-PID-0021-604-01 | B
PIPING & INSTRUMENT DIAGRAM SERVICE WATER DISTRIBUTION SOUR WATER STRIPPER UNIT | 079254C-1E10-PID-0021-605-01 | B
PIPING & INSTRUMENT DIAGRAM DRINKING WATER DISTRIBUTION SOUR WATER STRIPPER UNIT | 079254C-1E10-PID-0021-606-01 | B
PIPING & INSTRUMENT DIAGRAM INSTRUMENT & UTILITY AIR DISTRIBUTION SOUR WATER STRIPPER UNIT | 079254C-1E10-PID-0021-607-01 | B
PIPING & INSTRUMENT DIAGRAM NITROGEN DISTRIBUTION SOUR WATER STRIPPER UNIT | 079254C-1E10-PID-0021-608-01 | B
PIPING & INSTRUMENT DIAGRAM FUEL GAS DISTRIBUTION SOUR WATER STRIPPER UNIT | 079254C-1E10-PID-0021-609-01 | B
PIPING & INSTRUMENT DIAGRAM ACID FLARE DISTRIBUTION SOUR WATER STRIPPER UNIT | 079254C-1E10-PID-0021-610-01 | B
PIPING & INSTRUMENT DIAGRAM SOUR WATER CLOSED DRAIN DISTRIBUTION SOUR WATER STRIPPER UNIT | 079254C-1E10-PID-0021-611-01 | B
PIPING & INSTRUMENT DIAGRAM CLOSED DRAIN SYSTEM SOUR WATER STRIPPER UNIT | 079254C-1E10-PID-0021-611-02 | B
PIPING & INSTRUMENT DIAGRAM SWSU - UNIT 10 FIRE WATER NETWORK | 079254C-1E10-PID-1931-701-01 | B
PIPING & INSTRUMENT DIAGRAM UNIT 52 API | 079254C-1F52-PID-0021-001-01 | B
PIPING & INSTRUMENT DIAGRAM UNIT 52 API | 079254C-1F52-PID-0021-002-01 | B
PIPING & INSTRUMENT DIAGRAM UNIT 52 API | 079254C-1F52-PID-0021-003-01 | B
PIPING & INSTRUMENT DIAGRAM UNIT 52 PRIMARY EQUALIZATION | 079254C-1F52-PID-0021-004-01 | B
PIPING & INSTRUMENT DIAGRAM UNIT 52 PRIMARY EQUALIZATION LIFTING BASIN | 079254C-1F52-PID-0021-005-01 | B
PIPING & INSTRUMENT DIAGRAM UNIT 52 PH-CH AND DAF PACKAGE | 079254C-1F52-PID-0021-006-01 | B
PIPING & INSTRUMENT DIAGRAM UNIT 52 PH-CH AND DAF PACKAGE | 079254C-1F52-PID-0021-007-01 | B
PIPING & INSTRUMENT DIAGRAM UNIT 52 PH-CH AND DAF SLUDGE LIFTING SECTION | 079254C-1F52-PID-0021-008-01 | B
PIPING & INSTRUMENT DIAGRAM UNIT 52 PH-CH AND DAF SLUDGE LIFTING SECTION | 079254C-1F52-PID-0021-009-01 | B
PIPING & INSTRUMENT DIAGRAM UNIT 52 COOLING EXCHANGER | 079254C-1F52-PID-0021-010-01 | B
PIPING & INSTRUMENT DIAGRAM UNIT 52 SECONDARY EQUALIZATION | 079254C-1F52-PID-0021-011-01 | B
PIPING & INSTRUMENT DIAGRAM UNIT 52 BIOLOGICAL TREATMENT | 079254C-1F52-PID-0021-012-01 | B
PIPING & INSTRUMENT DIAGRAM UNIT 52 BIOLOGICAL TREATMENT | 079254C-1F52-PID-0021-013-01 | B
PIPING & INSTRUMENT DIAGRAM UNIT 52 BIOLOGICAL SLUDGE LIFTING SECTION | 079254C-1F52-PID-0021-014-01 | B
PIPING & INSTRUMENT DIAGRAM UNIT 52 BIOLOGICAL CLARIFIED WATER LIFTING SECTION | 079254C-1F52-PID-0021-015-01 | B
PIPING & INSTRUMENT DIAGRAM UNIT 52 SAND AND GAC FILTERS | 079254C-1F52-PID-0021-016-01 | B
PIPING & INSTRUMENT DIAGRAM UNIT 52 FINAL BASIN | 079254C-1F52-PID-0021-017-01 | B
PIPING & INSTRUMENT DIAGRAM UNIT 52 FINAL LIFTING BASIN | 079254C-1F52-PID-0021-018-01 | B
PIPING & INSTRUMENT DIAGRAM UNIT 52 DISINFECTION | 079254C-1F52-PID-0021-019-01 | B
PIPING & INSTRUMENT DIAGRAM UNIT 52 DISINFECTED WATER FINAL BASIN | 079254C-1F52-PID-0021-020-01 | B
PIPING & INSTRUMENT DIAGRAM UNIT 52 CHILLING UNIT | 079254C-1F52-PID-0021-021-01 | B
PIPING & INSTRUMENT DIAGRAM UNIT 52 SANITARY WATER SANIFICATION | 079254C-1F52-PID-0021-022-01 | B
PIPING & INSTRUMENT DIAGRAM UNIT 52 PRETREATMENT FOR SPENT CAUSTIC | 079254C-1F52-PID-0021-023-01 | B
PIPING & INSTRUMENT DIAGRAM UNIT 52 PRETREATMENT FOR SPENT CAUSTIC | 079254C-1F52-PID-0021-023-02 | A
PIPING & INSTRUMENT DIAGRAM UNIT 52 PRETREATMENT FOR SPENT CAUSTIC | 079254C-1F52-PID-0021-024-01 | B
PIPING & INSTRUMENT DIAGRAM UNIT 52 RETENTION POND | 079254C-1F52-PID-0021-025-01 | B
PIPING & INSTRUMENT DIAGRAM UNIT 52 BIOLOGICAL SLUDGE THICKENING | 079254C-1F52-PID-0021-026-01 | B
PIPING & INSTRUMENT DIAGRAM UNIT 52 BIOLOGICAL SLUDGE DEWATERING | 079254C-1F52-PID-0021-027-01 | B
PIPING & INSTRUMENT DIAGRAM UNIT 52 BIOLOGICAL SLUDGE DEWATERING | 079254C-1F52-PID-0021-028-01 | B
PIPING & INSTRUMENT DIAGRAM UNIT 52 BIOLOGICAL SLUDGE DEWATERING | 079254C-1F52-PID-0021-029-01 | B
PIPING & INSTRUMENT DIAGRAM UNIT 52 NAOH STORAGE AND DOSING SYSTEM | 079254C-1F52-PID-0021-030-01 | B
PIPING & INSTRUMENT DIAGRAM UNIT 52 FESO4 STORAGE AND DOSING SYSTEM | 079254C-1F52-PID-0021-031-01 | B
PIPING & INSTRUMENT DIAGRAM UNIT 52 POLYELECTROLYTE STORAGE AND DOSING SYSTEM FOR FLOCCULATION | 079254C-1F52-PID-0021-032-01 | B
PIPING & INSTRUMENT DIAGRAM UNIT 52 COAGULANT STORAGE AND DOSING SYSTEM | 079254C-1F52-PID-0021-033-01 | B
PIPING & INSTRUMENT DIAGRAM UNIT 52 SULPHURIC ACID STORAGE AND DOSING SYSTEM | 079254C-1F52-PID-0021-034-01 | B
PIPING & INSTRUMENT DIAGRAM UNIT 52 NUTRIENT STORAGE AND DOSING SYSTEM | 079254C-1F52-PID-0021-035-01 | B
PIPING & INSTRUMENT DIAGRAM UNIT 52 HYPOCHLORITE STORAGE AND DOSING SYSTEM | 079254C-1F52-PID-0021-036-01 | B
PIPING & INSTRUMENT DIAGRAM UNIT 52 POLYELECTROL STORAGE AND DOSING SYSTEM FOR BIO SLUDGE DEWATERING | 079254C-1F52-PID-0021-037-01 | B
PIPING & INSTRUMENT DIAGRAM BATTERY LIMIT CWR/UWA/PWA/UTA/INA/CAU UTILITY AREA F UNIT 52 | 079254C-1F52-PID-0031-501-01 | A
PIPING & INSTRUMENT DIAGRAM BATTERY LIMIT LPS/FUG UTILITY AREA F UNIT 52 | 079254C-1F52-PID-0031-502-01 | A
PIPING & INSTRUMENT DIAGRAM BATTERY LIMIT CWR/OSW/SLD/PRW UTILITY AREA F UNIT 52 | 079254C-1F52-PID-0031-503-01 | A
PIPING & INSTRUMENT DIAGRAM BATTERY LIMIT IWW/SNW/CAU/OSW UTILITY AREA F UNIT 52 | 079254C-1F52-PID-0031-504-01 | A
PIPING & INSTRUMENT DIAGRAM BATTERY LIMIT SLD UTILITY AREA F UNIT 52 | 079254C-1F52-PID-0031-505-01 | A
PIPING & INSTRUMENT DIAGRAM BATTERY LIMIT TWW UTILITY AREA F UNIT 52 | 079254C-1F52-PID-0031-506-01 | A
PIPING & INSTRUMENT DIAGRAM SERVICE WATER AND COOLING WATER DISTRIBUTION UTILITY AREA F UNIT 52 | 079254C-1F52-PID-0031-601-01 | A
PIPING & INSTRUMENT DIAGRAM POTABLE DISTRIBUTION UTILITY AREA F UNIT 52 | 079254C-1F52-PID-0031-602-01 | A
PIPING & INSTRUMENT DIAGRAM INSTRUMENT UTILITY AIR AND NITROGEN DISTRIBUTION UTILITY AREA F UNIT 52 | 079254C-1F52-PID-0031-603-01 | A
PIPING & INSTRUMENT DIAGRAM CAUSTIC SODA DISTRIBUTION UTILITY AREA F UNIT 52 | 079254C-1F52-PID-0031-604-01 | A
PIPING & INSTRUMENT DIAGRAM LP STEAM DISTRIBUTION UTILITY AREA F UNIT 52 | 079254C-1F52-PID-0031-605-01 | A
PIPING & INSTRUMENT DIAGRAM FUEL GAS DISTRIBUTION UTILITY AREA F UNIT 52 | 079254C-1F52-PID-0031-606-01 | A
WASTE WATER TREATMENT UNIT PIPING & INSTRUMENTATION DIAGRAM | 079254C-1F52-PID-1931-701-01 | A
PIPING & INSTRUMENT DIAGRAM BATTERY LIMIT EWA/CWS/CWR/UWA/TWA/PWA/PCD UTILITY AREA GOO UNITS (30/32/35//43) | 079254C-1G00-PID-0031-501-01 | A
PIPING & INSTRUMENT DIAGRAM BATTERY LIMIT EWA/CWS/CWR/UWA/TWA/PWA/PCD UTILITY AREA GOO UNITS (30/32/35//43) | 079254C-1G00-PID-0031-501-02 | A
PIPING & INSTRUMENT DIAGRAM BATTERY LIMIT UTA/INA/NIT UTILITY AREA GOO UNITS (30/32/35//43) | 079254C-1G00-PID-0031-502-01 | A
PIPING & INSTRUMENT DIAGRAM BATTERY LIMIT BFW AND STEAM UTILITY AREA G00 UNITS (36/37/41/44/45) | 079254C-1G00-PID-0031-503-01 | A
PIPING & INSTRUMENT DIAGRAM BATTERY LIMIT CNT/PCD/CBD/BFW/TWA/ CND UTILITY AREA G00 UNITS (36/37/41/44/45) | 079254C-1G00-PID-0031-504-01 | A
PIPING & INSTRUMENT DIAGRAM BATTERY LIMIT CWS/CWR/UWA/PWA CND UTILITY AREA G00 UNITS (36/37/41/44/45) | 079254C-1G00-PID-0031-505-01 | A
PIPING & INSTRUMENT DIAGRAM BATTERY LIMIT UTA/INA/NIT UTILITY AREA G00 UNITS (36/37/41/44/45) | 079254C-1G00-PID-0031-506-01 | A
PIPING & INSTRUMENT DIAGRAM BATTERY LIMIT FUG/NTG/FLH UTILITY AREA G00 UNITS (36/37/41/44/45) | 079254C-1G00-PID-0031-507-01 | A
PIPING & INSTRUMENT DIAGRAM BATTERY LIMIT WTW UTILITY AREA GOO UNITS (30/32/35//43) | 079254C-1G00-PID-0031-508-01 | A
PIPING & INSTRUMENT DIAGRAM BATTERY LIMIT WTW UTILITY AREA G00 UNITS (36/37/41/44/45) | 079254C-1G00-PID-0031-509-01 | A
PIPING & INSTRUMENT DIAGRAM BATTERY LIMIT CAU AREA GOO UNITS (30/32/35//43) | 079254C-1G00-PID-0031-510-01 | A
PIPING & INSTRUMENT DIAGRAM BATTERY LIMIT HPS/LPS AREA GOO UNITS (30/32/35//43) | 079254C-1G00-PID-0031-511-01 | A
PIPING & INSTRUMENT DIAGRAM BATTERY LIMIT UWA/CWS7CWR/CND/CBD UTILITY AREA G00 UNITS (33/34) | 079254C-1G00-PID-0031-512-01 | A
PIPING & INSTRUMENT DIAGRAM BATTERY LIMIT HPS/MPS/LPS/HPC/MPC/UTA/INA/NIT UTILITY AREAS G00 UNITS (33/34) | 079254C-1G00-PID-0031-513-01 | A
PIPING & INSTRUMENT DIAGRAM BATTERY LIMIT PWA POTABLE WATER DISTRIBUTION SYSTEM UTILITY AREA G00 UNITS (33/34) | 079254C-1G00-PID-0031-514-01 | A
PIPING & INSTRUMENT DIAGRAM SERVICE WATER AND COOLING WATER DISTRIBUTION UTILITY AREA G00 UNITS (30/32/35/43) | 079254C-1G00-PID-0031-601-01 | A
PIPING & INSTRUMENT DIAGRAM INSTRUMENT & UTILITY AREA G00 UNITS (30/32/35/43) | 079254C-1G00-PID-0031-602-01 | A
PIPING & INSTRUMENT DIAGRAM HP STEAM DISTRIBUTION UTILITY AREA G00 UNITS (36/37/41/44/45) | 079254C-1G00-PID-0031-603-01 | A
PIPING & INSTRUMENT DIAGRAM LP STEAM DISTRIBUTION UTILITY AREA G00 UNITS (36/37/41/44/45) | 079254C-1G00-PID-0031-604-01 | A
PIPING & INSTRUMENT DIAGRAM HP BOILER FEED WATER DISTRIBUTION UTILITY AREA G00 UNITS (36/37/41/44/45) | 079254C-1G00-PID-0031-605-01 | A
PIPING & INSTRUMENT DIAGRAM BOILER FEED WATER DISTRIBUTION UTILITY AREA G00 UNITS (36/37/41/44/45) | 079254C-1G00-PID-0031-606-01 | A
PIPING & INSTRUMENT DIAGRAM CONDENSATES DISTRIBUTION UTILITY AREA G00 UNITS (36/37/41/44/45) | 079254C-1G00-PID-0031-607-01 | A
PIPING & INSTRUMENT DIAGRAM COOLING WATER DISTRIBUTION UTILITY AREA G00 UNITS (36/37/41/44/45) | 079254C-1G00-PID-0031-608-01 | A
PIPING & INSTRUMENT DIAGRAM SERVICE WATER DISTRIBUTION UTILITY AREA G00 UNITS (36/37/41/44/45) | 079254C-1G00-PID-0031-609-01 | A
PIPING & INSTRUMENT DIAGRAM POTABLE WATER DISTRIBUTION UTILITY AREA G00 UNITS (36/37/41/44/45) | 079254C-1G00-PID-0031-610-01 | A
PIPING & INSTRUMENT DIAGRAM INSTRUMENT & UTILITY AIR DISTRIBUTION UTILITY AREA G00 UNITS (36/37/41/44/45) | 079254C-1G00-PID-0031-611-01 | A
PIPING & INSTRUMENT DIAGRAM NITROGEN DISTRIBUTION UTILITY AREA G00 UNITS (36/37/41/44/45) | 079254C-1G00-PID-0031-612-01 | A
PIPING & INSTRUMENT DIAGRAM FUEL GAS AND NATURAL GAS DISTRIBUTION UTILITY AREA G00 UNITS (36/37/41/44/45) | 079254C-1G00-PID-0031-613-01 | A
PIPING & INSTRUMENT DIAGRAMS FLARE DISTRIBUTION UTILITY AREA G00 UNITS (36/37/41/44/45) | 079254C-1G00-PID-0031-614-01 | A
PIPING & INSTRUMENT DIAGRAM NITROGEN DISTRIBUTION UTILITY AREA G00 UNITS (30/32/35/43) | 079254C-1G00-PID-0031-615-01 | A
PIPING & INSTRUMENT DIAGRAM POTABLE WARER DISTRIBUTION UTILITY AREA G00 UNITS (30/32/35/43) | 079254C-1G00-PID-0031-616-01 | A
PIPING & INSTRUMENT DIAGRAM HP/MP/LP STEAM DISTRIBUTION UTILITY AREA G00 UNITS (33/34) | 079254C-1G00-PID-0031-618-01 | A
PIPING & INSTRUMENT DIAGRAM HP/MP CONDENSATES DISTRIBUTION UTILITY AREA G00 UNITS (33/34) | 079254C-1G00-PID-0031-619-01 | A
PIPING & INSTRUMENT DIAGRAM SERVICE WATER DISTRIBUTION UTILITY AREA G00 UNITS (33/34) | 079254C-1G00-PID-0031-620-01 | A
PIPING & INSTRUMENT DIAGRAM POTABLE WATER DISTRIBUTION UTILITY 33 (CR) UTILITY AREA UNITS (33/34) | 079254C-1G00-PID-0031-621-01 | A
PIPING & INSTRUMENT DIAGRAM INSTRUMENT & UTILITY AIR DISTRIBUTION UTILITY AREA G00 UNITS (33/34) | 079254C-1G00-PID-0031-622-01 | A
PIPING & INSTRUMENT DIAGRAM NITROGEN DISTRIBUTION UTILITY AREA G00 UNITS (33/34) | 079254C-1G00-PID-0031-623-01 | A
PIPING & INSTRUMENT DIAGRAM POTABLE WATER DISTRIBUTION SYSTEM UTILITY AREA G00 UNITS (33/34) | 079254C-1G00-PID-0031-624-01 | A
PIPING & INSTRUMENT DIAGRAM NITROGEN DISTRIBUTION UTILITY AREA G00 UNITS (33/34) | 079254C-1G00-PID-0031-625-01 | A
UTILITIES AREA PIPING & INSTRUMENTATION DIAGRAM | 079254C-1G00-PID-1931-701-01 | A
PIPING & INSTRUMENT DIAGRAM UNIT 30 RAW WATER BASIN AND PUMPING STATION | 079254C-1G30-PID-0021-001-01 | A
PIPING & INSTRUMENT DIAGRAM UNIT 30 CLARIFIER PACKAGE A | 079254C-1G30-PID-0021-002-01 | A
PIPING & INSTRUMENT DIAGRAM UNIT 30 CLARIFIER PACKAGE B | 079254C-1G30-PID-0021-002-02 | A
PIPING & INSTRUMENT DIAGRAM UNIT 30 RAW WATER SLUDGE PIT | 079254C-1G30-PID-0021-002-03 | A
PIPING & INSTRUMENT DIAGRAM UNIT 30 SLUDGE SYSTEM | 079254C-1G30-PID-0021-003-01 | A
PIPING & INSTRUMENT DIAGRAM UNIT 30 SLUDGE THICKENER PACKAGE A | 079254C-1G30-PID-0021-004-01 | A
PIPING & INSTRUMENT DIAGRAM UNIT 30 SLUDGE THICKENER PACKAGE B | 079254C-1G30-PID-0021-004-02 | A
PIPING & INSTRUMENT DIAGRAM UNIT 30 DEWATERING PIT | 079254C-1G30-PID-0021-004-03 | A
PIPING & INSTRUMENT DIAGRAM UNIT 30 CLARIFIED WATER PIT | 079254C-1G30-PID-0021-005-01 | A
PIPING & INSTRUMENT DIAGRAM UNIT 30 PRESSURE SAND FILTERS PACKAGE | 079254C-1G30-PID-0021-005-02 | A
PIPING & INSTRUMENT DIAGRAM UNIT 30 COAGULANT DOSING PACKAGE | 079254C-1G30-PID-0021-006-01 | A
PIPING & INSTRUMENT DIAGRAM UNIT 30 SODIUM HYPOCHLORITE DOSING PACKAGE | 079254C-1G30-PID-0021-007-01 | A
PIPING & INSTRUMENT DIAGRAM UNIT 30 POLY ELECTROLYTE DOSING PACKAGE | 079254C-1G30-PID-0021-008-01 | A
PIPING & INSTRUMENT DIAGRAM SERVICE WATER UNIT SERVICE WATER STORAGE TANK | 079254C-1G32-PID-0031-001-01 | B
PIPING & INSTRUMENT DIAGRAM SERVICE WATER UNIT NAOCI PACKAGE | 079254C-1G32-PID-0031-002-01 | B
PIPING & INSTRUMENT COOLING WATER UNIT COOLING TOWER | 079254C-1G33-PID-0031-001-01 | B
PIPING & INSTRUMENT COOLING WATER UNIT COOLING WATER PUMPS | 079254C-1G33-PID-0031-002-01 | B
PIPING & INSTRUMENT COOLING WATER UNIT COOLING WATER PUMPS | 079254C-1G33-PID-0031-002-02 | B
PIPING & INSTRUMENT COOLING WATER UNIT COOLING WATER PUMPS | 079254C-1G33-PID-0031-002-03 | B
PIPING & INSTRUMENT COOLING WATER UNIT CW CHEMICAL TREATMENT | 079254C-1G33-PID-0031-003-01 | B
PIPING & INSTRUMENT COOLING WATER UNIT CW CHEMICAL TREATMENT | 079254C-1G33-PID-0031-004-01 | B
PIPING & INSTRUMENT COOLING WATER UNIT CW CHEMICAL TREATMENT | 079254C-1G33-PID-0031-005-01 | B
PIPING & INSTRUMENT COOLING WATER UNIT CW CHEMICAL TREATMENT | 079254C-1G33-PID-0031-006-01 | B
PIPING & INSTRUMENT COOLING WATER UNIT CW CHEMICAL TREATMENT | 079254C-1G33-PID-0031-007-01 | B
PIPING & INSTRUMENT COOLING WATER UNIT CW CHEMICAL TREATMENT | 079254C-1G33-PID-0031-008-01 | B
PIPING & INSTRUMENT COOLING WATER UNIT NON OXYDANT BIOCIDE DOSING SYSTEM | 079254C-1G33-PID-0031-009-01 | B
PIPING & INSTRUMENT DIAGRAM COOLING WATER UNIT FILTRATION SYSTEM | 079254C-1G33-PID-0031-010-01 | B
PIPING & INSTRUMENT DIAGRAM COOLING WATER UNIT FILTRATION SYSTEM | 079254C-1G33-PID-0031-010-02 | B
COOLING WATER UNIT PIPING & INSTRUMENTATION DIAGRAM | 079254C-1G33-PID-1931-701-01 | A
PIPING AND INSTRUMENT DIAGRAMS POTABLE WATER DISTRIBUTION SYSTEM UNIT POTABLE WATER STORAGE AND PUMPS | 079254C-1G34-PID-0031-001-01 | B
PIPING AND INSTRUMENT DIAGRAMS POTABLE WATER DISTRIBUTION SYSTEM UNIT POTABLE WATER DISINFECTION PACKAGE | 079254C-1G34-PID-0031-002-01 | B
PIPING AND INSTRUMENT DIAGRAMS DEMINERALIZED WATER UNIT ULTRAFILTRATION PACKAGE | 079254C-1G35-PID-0031-001-01 | B
PIPING AND INSTRUMENT DIAGRAMS DEMINERALIZED WATER UNIT ULTRAFILTERED/WATER TANK | 079254C-1G35-PID-0031-002-01 | B
PIPING AND INSTRUMENT DIAGRAMS DEMINERALIZED WATER UNIT REVERSE OSMOSIS PACKAGE | 079254C-1G35-PID-0031-003-01 | B
PIPING AND INSTRUMENT DIAGRAMS DEMINERALIZED WATER UNIT POLISHER FEED TANK AND PUMPS | 079254C-1G35-PID-0031-004-01 | B
PIPING AND INSTRUMENT DIAGRAMS DEMINERALIZED WATER UNIT POLISHER PACKAGE | 079254C-1G35-PID-0031-005-01 | B
PIPING AND INSTRUMENT DIAGRAMS DEMINERALIZED WATER UNIT TREATED WATER TANK AND PUMPS | 079254C-1G35-PID-0031-006-01 | B
PIPING AND INSTRUMENT DIAGRAMS DEMINERALIZED WATER UNIT TREATED WATER TANK AND PUMPS | 079254C-1G35-PID-0031-006-02 | B
PIPING AND INSTRUMENT DIAGRAMS DEMINERALIZED WATER UNIT NEUTRALIZATION BASIN | 079254C-1G35-PID-0031-007-01 | B
PIPING AND INSTRUMENT DIAGRAMS DEMINERALIZED WATER UNIT 98% CAUSTIC SODA WEEKLY VESSEL | 079254C-1G35-PID-0031-008-01 | B
PIPING AND INSTRUMENT DIAGRAMS DEMINERALIZED WATER UNIT 98% SULPHURIC ACID WEEKLY STORAGE VESSEL | 079254C-1G35-PID-0031-009-01 | B
PIPING & INSTRUMENT CONDENSATE COLLECTION & TREATMENT UNIT CONDENSATE RECOVERY VESSEL | 079254C-1G36-PID-0031-001-01 | B
PIPING & INSTRUMENT CONDENSATE COLLECTION & TREATMENT UNIT CONDENSATE COOLING | 079254C-1G36-PID-0031-002-01 | B
PIPING & INSTRUMENT DIAGRAM CONDENSATE COLLECTION & TREATMENT UNIT CONDENSATE TREATMENT PACKAGE | 079254C-1G36-PID-0031-003-01 | B
PIPING & INSTRUMENT DIAGRAM BFW & STEAM GENERATION UNIT HP BOILER PACKAGE | 079254C-1G37-PID-0031-001-01 | B
PIPING & INSTRUMENT DIAGRAM BFW & STEAM GENERATION UNIT HP BOILER PACKAGE | 079254C-1G37-PID-0031-001-02 | B
PIPING & INSTRUMENT DIAGRAM BFW & STEAM GENERATION UNIT HP BOILER PACKAGE | 079254C-1G37-PID-0031-001-03 | B
PIPING & INSTRUMENT DIAGRAM BFW & STEAM GENERATION UNIT STEAM MANAGEMENT SYSTEM | 079254C-1G37-PID-0031-002-01 | B
PIPING & INSTRUMENT DIAGRAM BFW & STEAM GENERATION UNIT PHOSPHATE DOSING PACKAGE | 079254C-1G37-PID-0031-003-01 | B
PIPING & INSTRUMENT DIAGRAM BFW & STEAM GENERATION UNIT HP BOILER PACKAGE | 079254C-1G37-PID-0031-004-01 | B
PIPING & INSTRUMENT DIAGRAM BFW & STEAM GENERATION UNIT DEAERATOR | 079254C-1G37-PID-0031-005-01 | B
PIPING & INSTRUMENT DIAGRAM BFW & STEAM GENERATION UNIT HP BOILER FEED WATER PUMPS | 079254C-1G37-PID-0031-006-01 | B
PIPING & INSTRUMENT DIAGRAM BFW & STEAM GENERATION UNIT HP BOILER FEED WATER PUMPS | 079254C-1G37-PID-0031-006-02 | B
PIPING & INSTRUMENT DIAGRAM BFW & STEAM GENERATION UNIT HP BOILER FEED WATER PUMPS | 079254C-1G37-PID-0031-007-01 | B
PIPING & INSTRUMENT DIAGRAM BFW & STEAM GENERATION UNIT LP BOILER FEED WATER PUMPS | 079254C-1G37-PID-0031-007-02 | B
PIPING & INSTRUMENT DIAGRAM BFW & STEAM GENERATION UNIT OXYGEN SCAVENGER DOSING PACKAGE | 079254C-1G37-PID-0031-008-01 | B
PIPING & INSTRUMENT DIAGRAM BFW & STEAM GENERATION UNIT AMINE DOSING PACKAGE | 079254C-1G37-PID-0031-009-01 | B
PIPING & INSTRUMENT DIAGRAM BFW & STEAM GENERATION UNIT HPS-MPS LETDOWN STATIONS | 079254C-1G37-PID-0031-010-01 | B
PIPING & INSTRUMENT DIAGRAM BFW & STEAM GENERATION UNIT HPS-LPS LETDOWN STATIONS | 079254C-1G37-PID-0031-010-02 | B
PIPING & INSTRUMENT DIAGRAM BFW & STEAM GENERATION UNIT MPS-LPS LETDOWN STATIONS | 079254C-1G37-PID-0031-010-03 | B
PIPING & INSTRUMENT DIAGRAM INSTRUMENT AND PLANT AIR UNIT AIR COMPRESSORS | 079254C-1G41-PID-0031-001-01 | B
PIPING & INSTRUMENT DIAGRAM INSTRUMENT AND PLANT AIR UNIT AIR COMPRESSOR AFTER COOLERS | 079254C-1G41-PID-0031-002-01 | B
PIPING & INSTRUMENT DIAGRAM INSTRUMENT AND PLANT AIR UNIT AIR HOD UP VESSEL AND AIR DRYER PACKAGES | 079254C-1G41-PID-0031-003-01 | B
PIPING & INSTRUMENT DIAGRAM INSTRUMENT AND PLANT AIR UNIT INSTRUMENT AIR BUFFER VESSEL | 079254C-1G41-PID-0031-004-01 | B
PIPING & INSTRUMENT DIAGRAM INSTRUMENT AND PLANT AIR UNIT BACK-UP AIR COMPRESSOR AND INSTRUMENT AIR BACK-UP VESSEL | 079254C-1G41-PID-0031-005-01 | B
PIPING & INSTRUMENT DIAGRAM CAUSTIC SODA UNIT 50% CAUSTIC SODA STORAGE AND DISTRIBUTION SYSTEM | 079254C-1G43-PID-0031-001-01 | B
PIPING & INSTRUMENT DIAGRAM CAUSTIC SODA UNIT 10% CAUSTIC SODA STORAGE AND DISTRIBUTION SYSTEM | 079254C-1G43-PID-0031-002-01 | B
PIPING & INSTRUMENT DIAGRAM REFINERY FUEL GAS UNIT FUEL GAS KNOCK-OUT DRUM | 079254C-1G44-PID-0031-001-01 | B
PIPING AND INSTRUMENT DIAGRAMS NATURAL GAS UNIT NATURAL GAS RECEIVING AND CONDITIONING | 079254C-1G45-PID-0031-001-01 | B
PIPING AND INSTRUMENT DIAGRAMS NATURAL GAS UNIT NATURAL GAS DRUM | 079254C-1G45-PID-0031-002-01 | B
PIPING & INSTRUMENT DIAGRAM SULPHUR RECOVERY UNIT AND TAIL GAS TREATMENT UNIT LEGEND & SYMBOLS | 079254C-1L11-PID-0021-001-01 | B
PIPING & INSTRUMENT DIAGRAM SULPHUR RECOVERY UNIT AND TAIL GAS TREATMENT UNIT LEGEND & SYMBOLS | 079254C-1L11-PID-0021-001-02 | B
PIPING & INSTRUMENT DIAGRAM SULPHUR RECOVERY UNIT AND TAIL GAS TREATMENT UNIT LEGEND & SYMBOLS | 079254C-1L11-PID-0021-001-03 | B
PIPING & INSTRUMENT DIAGRAM SULPHUR RECOVERY UNIT AND TAIL GAS TREATMENT UNIT BATTERY LIMIT P&ID | 079254C-1L11-PID-0021-002-01 | B
PIPING & INSTRUMENT DIAGRAM SULPHUR RECOVERY UNIT AND TAIL GAS TREATMENT UNIT BATTERY LIMIT P&ID | 079254C-1L11-PID-0021-003-01 | B
PIPING & INSTRUMENT DIAGRAM SULPHUR RECOVERY UNIT AND TAIL GAS TREATMENT UNIT BATTERY LIMIT P&ID | 079254C-1L11-PID-0021-004-01 | B
PIPING & INSTRUMENT DIAGRAM SULPHUR RECOVERY UNIT AND TAIL GAS TREATMENT UNIT BATTERY LIMIT P&ID | 079254C-1L11-PID-0021-005-01 | B
PIPING & INSTRUMENT DIAGRAM SULPHUR RECOVERY UNIT AND TAIL GAS TREATMENT UNIT BATTERY LIMIT P&ID | 079254C-1L11-PID-0021-006-01 | B
PIPING & INSTRUMENT DIAGRAM SULPHUR RECOVERY UNIT AND TAIL GAS TREAT. UNIT COMMON INLET SECTION AMINE ACID GAS K.O. DRUM | 079254C-1L11-PID-0021-007-01 | B
PIPING & INSTRUMENT DIAGRAM SULPHUR RECOVERY UNIT AND TAIL GAS TREAT. UNIT COMMON INLET SECTION SWS ACID GAS K.O. DRUM | 079254C-1L11-PID-0021-008-01 | B
PIPING & INSTRUMENT DIAGRAM SULPHUR RECOVERY UNIT AND TAIL GAS TREAT. UNIT COMMON INLET SECTION COMBUSTION AIR BLOWERS | 079254C-1L11-PID-0021-009-01 | B
PIPING & INSTRUMENT DIAGRAM SULPHUR RECOVERY UNIT AND TAIL GAS TREAT. UNIT COMMON INLET SECTION FUEL GAS K.O. DRUM | 079254C-1L11-PID-0021-010-01 | B
PIPING & INSTR. DIAGRAM SULPHUR RECOVERY UNIT AND TAIL GAS TREAT.UNIT SRU CLAUS SEC. COMBUSTION AIR PREHEATER (TRAIN 1) | 079254C-1L11-PID-0021-011-01 | B
PIPING & INSTR. DIAGRAM SULPHUR RECOVERY UNIT AND TAIL GAS TREAT.UNIT SRU CLAUS SEC. CLAUS BURNER COMB. CONTROL(TRAIN 1) | 079254C-1L11-PID-0021-012-01 | B
PIPING & INSTRUMENT DIAGRAM SULPHUR RECOVERY UNIT AND TAIL GAS TREAT.UNIT SRU CLAUS SECTION CLAUS BURNER (TRAIN 1) | 079254C-1L11-PID-0021-013-01 | B
PIPING & INSTRUMENT DIAGRAM SULPHUR RECOVERY UNIT AND TAIL GAS TREAT.UNIT SRU CLAUS SEC.CLAUS BURNER FG SYSTEM (TRAIN 1) | 079254C-1L11-PID-0021-014-01 | B
PIPING & INSTRUMENT DIAGRAM SULPHUR RECOVERY UNIT AND TAIL GAS TREAT.UNIT SRU CLAUS SECTION REACTION FURNACE (TRAIN 1) | 079254C-1L11-PID-0021-015-01 | B
PIPING & INSTRUMENT DIAGRAM SULPHUR RECOVERY UNIT AND TAIL GAS TREAT.UNIT SRU CLAUS SECTION WASTE HEAT BOILER (TRAIN 1) | 079254C-1L11-PID-0021-016-01 | B
PIPING & INSTR.DIAGRAM SULPHUR RECOVERY UNIT AND TAIL GAS TREAT.UNIT SRU CLAUS SEC.FIRST & SECOND SULPHUR COND.(TRAIN 1) | 079254C-1L11-PID-0021-017-01 | B
PIPING & INSTR.DIAGRAM SULPHUR RECOVERY UNIT AND TAIL GAS TREAT.UNIT SRU CLAUS SECTION FIRST CONVERTER (TRAIN 1) | 079254C-1L11-PID-0021-018-01 | B
PIPING & INSTR.DIAGRAM SULPHUR RECOVERY UNIT AND TAIL GAS TREAT.UNIT SRU CLAUS SECTION SECOND CONVERTER (TRAIN 1) | 079254C-1L11-PID-0021-019-01 | B
PIPING & INSTR.DIAGRAM SULPHUR RECOVERY UNIT AND TAIL GAS TREAT.UNIT SRU CLAUS SECTION FINAL SULPHUR CONDENSER (TRAIN 1) | 079254C-1L11-PID-0021-020-01 | B
PIPING & INSTR.DIAGRAM SULPH.RECOVERY UNIT AND TAIL GAS TREAT.UNIT SRU CLAUS SECT.SULPH.COAL. & TAIL GAS DISTR (TRAIN 1) | 079254C-1L11-PID-0021-021-01 | B
PIPING & INSTR.DIAGRAM SULPH.RECOVERY UNIT AND TAIL GAS TREAT.UNIT SRU CLAUS SECTION SULPHUR SEALS (TRAIN 1) | 079254C-1L11-PID-0021-022-01 | B
PIPING & INSTR.DIAGRAM SULPH.RECOVERY UNIT AND TAIL GAS TREAT.UNIT SRU CLAUS SECTION UNDEGASSED SULPHUR PIT | 079254C-1L11-PID-0021-023-01 | B
PIPING & INSTR.DIAGRAM SULPH.RECOVERY UNIT AND TAIL GAS TREAT.UNIT SRU CLAUS SECTION SULPHUR COOLER (TRAIN 1) | 079254C-1L11-PID-0021-024-01 | B
PIPING & INSTR.DIAGRAM SULPH.RECOVERY UNIT AND TAIL GAS TREAT.UNIT SRU CLAUS SECTION SULPHUR PIT (TRAIN 1) | 079254C-1L11-PID-0021-025-01 | B
PIPING & INSTR.DIAGRAM SULPH.RECOVERY UNIT AND TAIL GAS TREAT.UNIT SRU CLAUS SECTION SULPHUR DEGASSING BOX (TRAIN 1) | 079254C-1L11-PID-0021-026-01 | B
PIPING & INSTR.DIAGRAM SULPH.RECOVERY UNIT AND TAIL GAS TREAT.UNIT SRU CLAUS SECTION STRIPPING AIR (TRAIN 1) | 079254C-1L11-PID-0021-027-01 | B
PIPING & INSTR.DIAGRAM SULPH.RECOVERY UNIT AND TAIL GAS TREAT.UNIT SRU CLAUS SECTION CLAUS MP FLASH DRUM (TRAIN 1) | 079254C-1L11-PID-0021-028-01 | B
PIPING & INSTR.DIAGRAM SULPH.RECOVERY UNIT AND TAIL GAS TREAT.UNIT SRU TGT SECTION TGT PROCESS GAS PREHEATER | 079254C-1L11-PID-0021-029-01 | B
PIPING & INSTR.DIAGRAM SULPH.RECOVERY UNIT AND TAIL GAS TREAT.UNIT SRU TGT SECTION REDUCING REACTOR | 079254C-1L11-PID-0021-030-01 | B
PIPING & INSTR.DIAGRAM SULPH.RECOVERY UNIT AND TAIL GAS TREAT.UNIT SRU TGT SECTION TGT WASTE HEAT BOILER | 079254C-1L11-PID-0021-031-01 | B
PIPING & INSTR.DIAGRAM SULPH.RECOVERY UNIT AND TAIL GAS TREAT.UNIT SRU TGT SECTION WATER REMOVAL TOWER | 079254C-1L11-PID-0021-032-01 | B
PIPING & INSTR.DIAGRAM SULPH.RECOVERY UNIT AND TAIL GAS TREAT.UNIT SRU TGT SECTION WASTE WATER CIRCULATION AND FILTERS | 079254C-1L11-PID-0021-033-01 | B
PIPING & INSTRUMENT DIAGRAM SULPHUR RECOVERY UNIT AND TAIL GAS TREAT.UNIT SRU TGT SECTION PUMPAROUND CIRCULATION | 079254C-1L11-PID-0021-034-01 | B
PIPING & INSTRUMENT DIAGRAM SULPHUR RECOVERY UNIT AND TAIL GAS TREAT.UNIT SRU TGT SECTION TGT AMINE ABSORBER | 079254C-1L11-PID-0021-035-01 | B
PIPING & INSTRUMENT DIAGRAM SULPHUR RECOVERY UNIT AND TAIL GAS TREAT.UNIT SRU TGT RECYCLE FANS SECTION | 079254C-1L11-PID-0021-036-01 | B
PIPING & INSTRUMENT DIAGRAM SULPHUR RECOVERY UNIT AND TAIL GAS TREAT.UNIT SRU REGENERATION SECTION LEAN/RICH AMINE EXCH. | 079254C-1L11-PID-0021-037-01 | B
PIPING & INSTRUMENT DIAGRAM SULPHUR RECOVERY UNIT AND TAIL GAS TREAT.UNIT SRU REGENERATION SECTION AMINE REGENERATOR | 079254C-1L11-PID-0021-038-01 | B
PIPING & INSTRUMENT DIAGRAM SULPHUR RECOVERY UNIT AND TAIL GAS TREAT.UNIT SRU REGENERATION SECTION REGENERATOR REBOILER | 079254C-1L11-PID-0021-039-01 | B
PIPING & INSTRUMENT DIAGRAM SULPHUR RECOVERY UNIT AND TAIL GAS TREAT.UNIT SRU REGENERATION SECTION REGENERATOR OVERHEAD | 079254C-1L11-PID-0021-040-01 | A
PIPING & INSTRUMENT DIAGRAM SULPHUR RECOVERY UNIT AND TAIL GAS TREAT.UNIT SRU REGENERATION SECTION LEAN AMINE COOLERS | 079254C-1L11-PID-0021-041-01 | B
PIPING & INSTRUMENT DIAGRAM SULPHUR RECOVERY UNIT AND TAIL GAS TREAT.UNIT SRU REGENERATION SECTION LEAN AMINE FILTERS | 079254C-1L11-PID-0021-042-01 | B
PIPING & INSTR. DIAGRAM SULPHUR RECOVERY UNIT AND TAIL GAS TREAT.UNIT SRU REGEN. SEC.AMINE CLOSED DRAIN & ANTIFOAM PACK. | 079254C-1L11-PID-0021-043-01 | B
PIPING & INSTRUMENT DIAGRAM SULPHUR RECOVERY UNIT AND TAIL GAS TREAT.UNIT SRU REGENERATION SECTION AMINE STORAGE TANK | 079254C-1L11-PID-0021-044-01 | B
PIPING & INSTRUMENT DIAGRAM SULPHUR RECOVERY UNIT AND TAIL GAS TREAT.UNIT SRU INCINERATION SECTION INCINERATOR BURNER | 079254C-1L11-PID-0021-045-01 | B
PIPING & INSTRUMENT DIAGRAM SULPHUR RECOVERY UNIT AND TAIL GAS TREAT.UNIT SRU INCINERATION SECTION AIR FANS | 079254C-1L11-PID-0021-046-01 | B
PIPING & INSTRUMENT DIAGRAM SULPHUR RECOVERY UNIT AND TAIL GAS TREAT.UNIT SRU INCINERATION SECTION THERMAL INCINERATOR | 079254C-1L11-PID-0021-047-01 | B
PIPING & INSTRUMENT DIAGRAM SULPHUR RECOVERY UNIT AND TAIL GAS TREAT.UNIT SRU INCIN.SEC.INCIN.WASTE HEAT RECOVERY SYSTEM | 079254C-1L11-PID-0021-048-01 | B
PIPING & INSTRUMENT DIAGRAM SULPHUR RECOVERY UNIT AND TAIL GAS TREAT.UNIT SRU INCINERATION SECTION INCINERATION STACK | 079254C-1L11-PID-0021-049-01 | B
PIPING & INSTRUMENT DIAGRAM SULPHUR RECOVERY UNIT AND TAIL GAS TREAT.UNIT SRU CONTROL PANELS | 079254C-1L11-PID-0021-050-01 | B
PIPING & INSTRUMENT DIAGRAM SULPHUR RECOVERY UNIT AND TAIL GAS TREAT.UNIT SRU STORAGE SECTION SULPHUR STORAGE TANKS | 079254C-1L11-PID-0021-051-01 | B
PIPING & INSTRUMENT DIAGRAM SULPHUR RECOVERY UNIT AND TAIL GAS TREAT.UNIT SRU STORAGE SECTION SULPHUR LOADING PUMPS | 079254C-1L11-PID-0021-052-01 | B
PIPING & INSTRUMENT DIAGRAM SULPHUR RECOVERY UNIT AND TAIL GAS TREAT.UNIT STEAM AND CONDENSATE SECTION TGT MP FLASH DRUM | 079254C-1L11-PID-0021-053-01 | B
PIPING & INSTRUMENT DIAGRAM SULPHUR RECOVERY UNIT AND TAIL GAS TREAT.UNIT STEAM AND CONDENSATE SECTION LP FLASH DRUM | 079254C-1L11-PID-0021-054-01 | B
PIPING & INSTRUMENT DIAGRAM SULPHUR RECOVERY UNIT AND TAIL GAS TREAT.UNIT SRU CLOSED DRAIN SYSTEM | 079254C-1L11-PID-0021-055-01 | B
PIPING & INSTRUMENT DIAGRAM SULPHUR RECOVERY UNIT AND TAIL GAS TREAT.UNIT LIQUID SULPHUR PIT AND PUMPS | 079254C-1L11-PID-0021-056-01 | B
PIPING & INSTRUMENT DIAGRAM SULPHUR RECOVERY UNIT AND TAIL GAS TREAT.UNIT SRU CLAUS TRAIN 2 | 079254C-1L11-PID-0021-057-01 | B
PIPING & INSTRUMENT DIAGRAM SULPHUR RECOVERY UNIT AND TAIL GAS TREAT. UNIT INSTRUMENT AIR DISTRIBUTION HEADER | 079254C-1L11-PID-0021-059-01 | B
PIPING & INSTRUMENT DIAGRAM SULPHUR RECOVERY UNIT AND TAIL GAS TREAT. UNIT LOW PRESSURE STEAM DISTRIBUTION HEADER | 079254C-1L11-PID-0021-060-01 | B
PIPING & INSTRUMENT DIAGRAM SULPHUR RECOVERY UNIT AND TAIL GAS TREAT. UNIT LOW PRESSURE STEAM DISTRIBUTION HEADER | 079254C-1L11-PID-0021-060-02 | B
PIPING & INSTRUMENT DIAGRAM SULPHUR RECOVERY UNIT AND TAIL GAS TREAT. UNIT LOW PRESSURE STEAM DISTRIBUTION HEADER | 079254C-1L11-PID-0021-060-03 | B
PIPING & INSTRUMENT DIAGRAM SULPHUR RECOVERY UNIT AND TAIL GAS TREAT. UNIT LOW PRESSURE STEAM DISTRIBUTION HEADER | 079254C-1L11-PID-0021-060-04 | B
PIPING & INSTRUMENT DIAGRAM SULPHUR RECOVERY UNIT AND TAIL GAS TREAT. UNIT LOW PRESSURE STEAM SYSTEM | 079254C-1L11-PID-0021-060-05 | B
PIPING & INSTRUMENT DIAGRAM SULPHUR RECOVERY UNIT AND TAIL GAS TREAT. UNIT LOW PRESSURE CONDENSATE DISTRIBUTION HEADER | 079254C-1L11-PID-0021-061-01 | B
PIPING & INSTRUMENT DIAGRAM SULPHUR RECOVERY UNIT AND TAIL GAS TREAT. UNIT LOW PRESSURE CONDENSATE DISTRIBUTION HEADER | 079254C-1L11-PID-0021-061-02 | B
PIPING & INSTRUMENT DIAGRAM SULPHUR RECOVERY UNIT AND TAIL GAS TREAT. UNIT LOW PRESSURE CONDENSATE DISTRIBUTION HEADER | 079254C-1L11-PID-0021-061-03 | B
PIPING & INSTRUMENT DIAGRAM SULPHUR RECOVERY UNIT AND TAIL GAS TREAT. UNIT LOW PRESSURE CONDENSATE DISTRIBUTION HEADER | 079254C-1L11-PID-0021-061-04 | B
PIPING & INSTRUMENT DIAGRAM SULPHUR RECOVERY UNIT AND TAIL GAS TREAT. UNIT LOW PRESSURE CONDENSATE DISTRIBUTION HEADER | 079254C-1L11-PID-0021-061-05 | B
PIPING & INSTRUMENT DIAGRAM SULPHUR RECOVERY UNIT AND TAIL GAS TREAT. UNIT MEDIU PRESSURE STEAM DISTRIBUTION HEADER | 079254C-1L11-PID-0021-062-01 | B
PIPING & INSTRUMENT DIAGRAM SULPHUR RECOVERY UNIT AND TAIL GAS TREAT. UNIT MEDIU PRESSURE CONDENSATE DISTRIBUTION HEADER | 079254C-1L11-PID-0021-063-01 | B
PIPING & INSTRUMENT DIAGRAM SULPHUR RECOVERY UNIT AND TAIL GAS TREAT. UNIT COOLING WATER SUPPLY DISTRIBUTION HEADER | 079254C-1L11-PID-0021-064-01 | B
PIPING & INSTRUMENT DIAGRAM SULPHUR RECOVERY UNIT AND TAIL GAS TREAT. UNIT SERVICE & POTABLE WATER DISTRIBUTION HEADER | 079254C-1L11-PID-0021-065-01 | B
PIPING & INSTRUMENT DIAGRAM SULPHUR RECOVERY UNIT AND TAIL GAS TREAT. UNIT POTABLE WATER DISTRIBUTION HEADER | 079254C-1L11-PID-0021-065-02 | B
PIPING & INSTRUMENT DIAGRAM SULPHUR RECOVERY UNIT AND TAIL GAS TREAT. UNIT NITROGEN DISTRIBUTION HEADER | 079254C-1L11-PID-0021-066-01 | B
PIPING & INSTRUMENT DIAGRAM SULPHUR RECOVERY UNIT AND TAIL GAS TREAT. UNIT NITROGEN DISTRIBUTION HEADER | 079254C-1L11-PID-0021-066-02 | B
PIPING & INSTRUMENT DIAGRAM SULPHUR RECOVERY UNIT AND TAIL GAS TREAT. UNIT NITROGEN DISTRIBUTION HEADER | 079254C-1L11-PID-0021-066-03 | B
PIPING & INSTRUMENT DIAGRAM SULPHUR RECOVERY UNIT AND TAIL GAS TREAT. UNIT HP STEAM DISTRIBUTION HEADER | 079254C-1L11-PID-0021-067-01 | B
PIPING & INSTRUMENT DIAGRAM SULPHUR RECOVERY UNIT AND TAIL GAS TREAT. UNIT ANTIFOAM CHEMICAL INJECTION HEADER | 079254C-1L11-PID-0021-068-01 | B
PIPING & INSTRUMENT DIAGRAM SULPHUR RECOVERY UNIT AND TAIL GAS TREAT. UNIT HIGH PRESSURE BOILER FEED WATER | 079254C-1L11-PID-0021-069-01 | B
PIPING & INSTRUMENT DIAGRAM SULPHUR RECOVERY UNIT AND TAIL GAS TREAT. UNIT LOW PRESSURE BOILER FEED WATER DISTRIBUTION | 079254C-1L11-PID-0021-070-01 | B
PIPING & INSTRUMENT DIAGRAM SULPHUR RECOVERY UNIT AND TAIL GAS TREAT. UNIT AMINE CLOSED DRAIN COLLECTION HEADER | 079254C-1L11-PID-0021-071-01 | B
PIPING & INSTRUMENT DIAGRAM SULPHUR RECOVERY UNIT AND TAIL GAS TREAT. UNIT DE - MINERALIZED WATER DISTRIBUTION HEADER | 079254C-1L11-PID-0021-072-01 | B
PIPING & INSTRUMENT DIAGRAM SULPHUR RECOVERY UNIT AND TAIL GAS TREAT. UNIT UTILITY AIR DISTRIBUTION HEADER | 079254C-1L11-PID-0021-073-01 | B
PIPING & INSTRUMENT DIAGRAM SULPHUR RECOVERY UNIT AND TAIL GAS TREAT. UNIT CLOSED DRAIN COLLECTION HAEDER | 079254C-1L11-PID-0021-074-01 | B
PIPING & INSTRUMENT DIAGRAM SULPHUR RECOVERY UNIT AND TAIL GAS TREAT. UNIT FUEL GAS | 079254C-1L11-PID-0021-075-01 | B
PIPING & INSTRUMENT DIAGRAM SULPHUR RECOVERY UNIT AND TAIL GAS TREAT. UNIT FLARE COLLECTION HEADER | 079254C-1L11-PID-0021-077-01 | B
PIPING & INSTRUMENT DIAGRAM SULPHUR RECOVERY UNIT AND TAIL GAS TREAT. UNIT FLARE COLLECTION HEADER | 079254C-1L11-PID-0021-077-02 | B
PIPING & INSTRUMENT DIAGRAM SULPHUR RECOVERY UNIT AND TAIL GAS TREAT. UNIT OILY WATER SEWER COLLECTION HEADER | 079254C-1L11-PID-0021-078-01 | B
PIPING & INSTRUMENT DIAGRAM SULPHUR RECOVERY UNIT AND TAIL GAS TREAT. UNIT OILY WATER SEWER COLLECTION HEADER | 079254C-1L11-PID-0021-078-02 | B
PIPING & INSTRUMENT DIAGRAM SULPHUR RECOVERY UNIT AND TAIL GAS TREAT. UNIT OILY WATER SEWER COLLECTION HEADER | 079254C-1L11-PID-0021-078-03 | B
PIPING & INSTRUMENT DIAGRAM SULPHUR RECOVERY UNIT AND TAIL GAS TREAT. UNIT OILY WATER SEWER COLLECTION HEADER | 079254C-1L11-PID-0021-078-04 | B
PIPING & INSTRUMENT DIAGRAM SRU - UNIT 11 FIRE WATER NETWORK P&ID | 079254C-1L11-PID-1931-001-01 | B
PIPING & INSTRUMENT DIAGRAM SUPLHUR SOLIDIFICATION UNIT SULPHUR SOLIDIFICATION PACKAGE | 079254C-1L54-PID-0021-001-01 | B
PIPING & INSTRUMENT DIAGRAM SUPLHUR SOLIDIFICATION UNIT COOLING WATER PIT AND PUMPS | 079254C-1L54-PID-0021-002-01 | B
PIPING & INSTRUMENT DIAGRAM SUPLHUR SOLIDIFICATION UNIT BATTERY LIMIT P&ID | 079254C-1L54-PID-0021-003-01 | B
PIPING & INSTRUMENT DIAGRAM SS- UNIT 54 FIRE WATER NETWORK P&ID | 079254C-1L54-PID-1931-001-01 | B
PIPING & INSTRUMENT DIAGRAM FLARE UNIT HC FLARE KO DRUM | 079254C-1M50-PID-0031-001-01 | A
PIPING & INSTRUMENT DIAGRAM FLARE UNIT ACID FLARE KO DRUM | 079254C-1M50-PID-0031-002-01 | A
PIPING & INSTRUMENT DIAGRAM FLARE UNIT SEAL DRUMS | 079254C-1M50-PID-0031-003-01 | A
PIPING & INSTRUMENT DIAGRAM FLARE UNIT FLARE STACK | 079254C-1M50-PID-0031-004-01 | A
PIPING & INSTRUMENT DIAGRAM FLARE UNIT SOUR WATER CLOSED DRAIN SUMP SYSTEM | 079254C-1M50-PID-0031-005-01 | A
PIPING & INSTRUMENT DIAGRAM FLARE UNIT HEAVY SLOP COOLER | 079254C-1M50-PID-0031-006-01 | A
PIPING & INSTRUMENT DIAGRAM FLARE UNIT PROCESS B.L. | 079254C-1M50-PID-0031-501-01 | A
PIPING & INSTRUMENT DIAGRAM FLARE UNIT UTILITIES BATTERY LIMIT HPS/LPS/BFW/LPC | 079254C-1M50-PID-0031-551-01 | A
PIPING & INSTRUMENT DIAGRAM FLARE UNIT UTILITIES BATTERY LIMIT UWA/PWA/CWS/CWR | 079254C-1M50-PID-0031-552-01 | A
PIPING & INSTRUMENT DIAGRAM FLARE UNIT UTILITIES BATTERY LIMIT UTA/INA/NIT/FUG/NTG | 079254C-1M50-PID-0031-553-01 | A
PIPING & INSTRUMENT DIAGRAM FLARE UNIT DESUPERHEATING LPS/LPC DISTRIBUTION | 079254C-1M50-PID-0031-601-01 | A
PIPING & INSTRUMENT DIAGRAM FLARE UNIT POTABLE WATER, SERVICE WATER DISTRIBUTION | 079254C-1M50-PID-0031-602-01 | A
PIPING & INSTRUMENT DIAGRAM FLARE UNIT NITROGEN, INSTRUMENT & UTILITY AIR DISTRIBUTION | 079254C-1M50-PID-0031-603-01 | A
PIPING & INSTRUMENT DIAGRAM FLARE UNIT NATURAL GAS, FUEL GAS DISTRIBUTION | 079254C-1M50-PID-0031-604-01 | A
PIPING AND INSTRUMENT DIAGRAM FLAU - UNIT 50 FIRE WATER NETWORK | 079254C-1M50-PID-1931-701-01 | A
PIPING & INSTRUMENT DIAGRAM PROCESS INTERCONNECTIG 1 | 079254C-1M58-PID-0031-001-01 | A
PIPING & INSTRUMENT DIAGRAM PROCESS INTERCONNECTIG 2 | 079254C-1M58-PID-0031-002-01 | A
PIPING & INSTRUMENT DIAGRAM PROCESS INTERCONNECTIG 2 | 079254C-1M58-PID-0031-002-02 | A
PIPING & INSTRUMENT DIAGRAM PROCESS INTERCONNECTIG 4 | 079254C-1M58-PID-0031-003-01 | A
PIPING & INSTRUMENT DIAGRAM PROCESS INTERCONNECTIG 4 | 079254C-1M58-PID-0031-003-02 | A
PIPING & INSTRUMENT DIAGRAM PROCESS INTERCONNECTIG 6 | 079254C-1M58-PID-0031-004-01 | A
PIPING & INSTRUMENT DIAGRAM PROCESS INTERCONNECTIG 7 | 079254C-1M58-PID-0031-004-02 | A
PIPING & INSTRUMENT DIAGRAM PROCESS INTERCONNECTIG 8 | 079254C-1M58-PID-0031-005-01 | A
PIPING & INSTRUMENT DIAGRAM PROCESS INTERCONNECTIG 9 | 079254C-1M58-PID-0031-005-02 | A
PIPING & INSTRUMENT DIAGRAM UTILITIES INTERCONNECTING # 1 | 079254C-1M58-PID-0031-101-01 | B
PIPING & INSTRUMENT DIAGRAM UTILITIES INTERCONNECTING # 2 | 079254C-1M58-PID-0031-101-02 | B
PIPING & INSTRUMENT DIAGRAM UTILITIES INTERCONNECTING # 3 | 079254C-1M58-PID-0031-102-01 | B
PIPING & INSTRUMENT DIAGRAM UTILITIES INTERCONNECTING # 4 | 079254C-1M58-PID-0031-102-02 | B
PIPING & INSTRUMENT DIAGRAM UTILITIES INTERCONNECTING # 5 | 079254C-1M58-PID-0031-103-01 | B
PIPING & INSTRUMENT DIAGRAM UTILITIES INTERCONNECTING # 6 | 079254C-1M58-PID-0031-103-02 | B
PIPING & INSTRUMENT DIAGRAM UTILITIES INTERCONNECTING # 7 | 079254C-1M58-PID-0031-104-01 | B
PIPING & INSTRUMENT DIAGRAM UTILITIES INTERCONNECTING # 8 | 079254C-1M58-PID-0031-104-02 | B
PIPING & INSTRUMENT DIAGRAM UTILITIES INTERCONNECTING # 9 | 079254C-1M58-PID-0031-105-01 | B
PIPING & INSTRUMENT DIAGRAM UTILITIES INTERCONNECTING # 10 | 079254C-1M58-PID-0031-105-02 | B
PIPING & INSTRUMENT DIAGRAM UTILITIES INTERCONNECTING # 11 | 079254C-1M58-PID-0031-106-01 | B
PIPING & INSTRUMENT DIAGRAM UTILITIES INTERCONNECTING # 12 | 079254C-1M58-PID-0031-106-02 | B
PIPING & INSTRUMENT DIAGRAM FLARE SYSTEM INTERCONNECTING 1 | 079254C-1M58-PID-0031-151-01 | A
PIPING & INSTRUMENT DIAGRAM FLARE SYSTEM INTERCONNECTING 2 | 079254C-1M58-PID-0031-152-01 | A
PIPING & INSTRUMENT DIAGRAM OILY AND SANITARY WATER LIFTING STATION INTERCONNECTING 1 | 079254C-1M58-PID-0031-161-01 | B
PIPING & INSTRUMENT DIAGRAM OILY AND SANITARY WATER LIFTING STATION INTERCONNECTING 2 | 079254C-1M58-PID-0031-162-01 | B
PIPING & INSTRUMENT DIAGRAM RIU - UNIT 58 FIRE WATER NETWORK | 079254C-1M58-PID-1931-701-01 | A
PIPING AND INSTRUMENT DIAGRAM RIU - UNIT 58 FIRE WATER NETWORK | 079254C-1M58-PID-1931-702-01 | A
PIPING & INSTRUMENT DIAGRAM IN-PLOT TANK FARM UNIT-53 COKER NAPHTHA TANK | 079254C-1N53-PID-0021-001-01 | C
PIPING & INSTRUMENT DIAGRAM IN-PLOT TANK FARM UNIT-53 COKER NAPHTHA PUMPS | 079254C-1N53-PID-0021-002-01 | C
PIPING & INSTRUMENT DIAGRAM IN-PLOT TANK FARM UNIT-53 HCKU FEED TANK (A) | 079254C-1N53-PID-0021-003-01 | C
PIPING & INSTRUMENT DIAGRAM IN-PLOT TANK FARM UNIT-53 HCKU FEED TANK (B) | 079254C-1N53-PID-0021-004-01 | C
PIPING & INSTRUMENT DIAGRAM IN-PLOT TANK FARM UNIT-53 HCKU FEED TANK (C) | 079254C-1N53-PID-0021-004-02 | A
PIPING & INSTRUMENT DIAGRAM IN-PLOT TANK FARM UNIT-53 HCKU FEED PUMPS | 079254C-1N53-PID-0021-005-01 | C
PIPING & INSTRUMENT DIAGRAM IN-PLOT TANK FARM UNIT-53 FLUSHING OIL TANK | 079254C-1N53-PID-0021-006-01 | C
PIPING & INSTRUMENT DIAGRAM IN-PLOT TANK FARM UNIT-53 FLUSHING OIL PUMPS | 079254C-1N53-PID-0021-007-01 | C
PIPING & INSTRUMENT DIAGRAM IN-PLOT TANK FARM UNIT-53 FLUSHING OIL FILTERS | 079254C-1N53-PID-0021-008-01 | C
PIPING & INSTRUMENT DIAGRAM IN-PLOT TANK FARM UNIT-53 LIGHT SLOP TANK | 079254C-1N53-PID-0021-009-01 | C
PIPING & INSTRUMENT DIAGRAM IN-PLOT TANK FARM UNIT-53 OFF - SPEC LIGHT SLOP TANK (53-TK-010) | 079254C-1N53-PID-0021-009-02 | A
PIPING & INSTRUMENT DIAGRAM IN-PLOT TANK FARM UNIT-53 LIGHT SLOP PUMPS | 079254C-1N53-PID-0021-010-01 | C
PIPING & INSTRUMENT DIAGRAM IN-PLOT TANK FARM UNIT-53 LIGHT SLOP PUMPS | 079254C-1N53-PID-0021-011-01 | C
PIPING & INSTRUMENT DIAGRAM IN-PLOT TANK FARM UNIT-53 HCKU/DHTU LIGHT SLOP PUMPS | 079254C-1N53-PID-0021-011-02 | A
PIPING & INSTRUMENT DIAGRAM IN-PLOT TANK FARM UNIT-53 HEAVY SLOP TANK | 079254C-1N53-PID-0021-012-01 | C
PIPING & INSTRUMENT DIAGRAM IN-PLOT TANK FARM UNIT-53 HEAVY SLOP PUMPS | 079254C-1N53-PID-0021-014-01 | C
PIPING & INSTRUMENT DIAGRAM IN-PLOT TANK FARM UNIT-53 STRT-UP DIESEL TANK | 079254C-1N53-PID-0021-015-01 | C
PIPING & INSTRUMENT DIAGRAM IN-PLOT TANK FARM UNIT-53 START-UP DIESEL PUMPS | 079254C-1N53-PID-0021-016-01 | C
PIPING & INSTRUMENT DIAGRAM IN-PLOT TANK FARM UNIT-53 DCU FEED TANK (A) | 079254C-1N53-PID-0021-017-01 | C
PIPING & INSTRUMENT DIAGRAM IN-PLOT TANK FARM UNIT-53 DCU FEED TANK (B) | 079254C-1N53-PID-0021-018-01 | C
PIPING & INSTRUMENT DIAGRAM IN-PLOT TANK FARM UNIT-53 DCU FEED PUMPS | 079254C-1N53-PID-0021-019-01 | C
PIPING & INSTRUMENT DIAGRAM IN-PLOT TANK FARM UNIT-53 LVGO/LCGO TANK | 079254C-1N53-PID-0021-020-01 | C
PIPING & INSTRUMENT DIAGRAM IN-PLOT TANK FARM UNIT-53 LVGO/LCGO PUMPS | 079254C-1N53-PID-0021-021-01 | C
PIPING & INSTRUMENT DIAGRAM IN-PLOT TANK FARM UNIT-53 LIGHT CLOSED DRAIN SYSTEM | 079254C-1N53-PID-0021-022-01 | C
PIPING & INSTRUMENT DIAGRAM IN-PLOT TANK FARM UNIT-53 HEAVY CLOSED DRAIN SYSTEM | 079254C-1N53-PID-0021-023-01 | C
PIPING & INSTRUMENT DIAGRAM IN-PLOT TANK FARM UNIT-53 BATTERY LIMIT | 079254C-1N53-PID-0021-024-01 | C
PIPING & INSTRUMENT DIAGRAM IN-PLOT TANK FARM UNIT-53 BATTERY LIMIT | 079254C-1N53-PID-0021-025-01 | C
PIPING & INSTRUMENT DIAGRAM IN-PLOT TANK FARM UNIT-53 BATTERY LIMIT | 079254C-1N53-PID-0021-026-01 | C
PIPING & INSTRUMENT DIAGRAM IN-PLOT TANK FARM UNIT-53 BATTERY LIMIT | 079254C-1N53-PID-0021-027-01 | C
PIPING & INSTRUMENT DIAGRAM IN-PLOT TANK FARM UNIT -53 LP CONDENSATE DISTRIBUTION | 079254C-1N53-PID-0021-028-01 | A
PIPING & INSTRUMENT DIAGRAM IN-PLOT TANK FARM UNIT -53 LP STEAM DISTRIBUTION | 079254C-1N53-PID-0021-029-01 | A
PIPING & INSTRUMENT DIAGRAM IN-PLOT TANK FARM UNIT -53 MP CONDENSATE DISTRIBUTION | 079254C-1N53-PID-0021-030-01 | A
PIPING & INSTRUMENT DIAGRAM IN-PLOT TANK FARM UNIT -53 MP STEAM DISTRIBUTION | 079254C-1N53-PID-0021-031-01 | A
PIPING & INSTRUMENT DIAGRAM IN-PLOT TANK FARM UNIT -53 MP NITROGEN DISTRIBUTION | 079254C-1N53-PID-0021-032-01 | A
PIPING & INSTRUMENT DIAGRAM IN-PLOT TANK FARM UNIT -53 UTILITY AIR DISTRIBUTION | 079254C-1N53-PID-0021-033-01 | A
PIPING & INSTRUMENT DIAGRAM IN-PLOT TANK FARM UNIT -53 UTILITY WATER DISTRIBUTION | 079254C-1N53-PID-0021-034-01 | A
PIPING & INSTRUMENT DIAGRAM IN-PLOT TANK FARM UNIT -53 INSTRUMENT AIR DISTRIBUTION | 079254C-1N53-PID-0021-035-01 | A
PIPING & INSTRUMENT DIAGRAM IN-PLOT TANK FARM UNIT -53 CLOSED DRAIN DISTRIBUTION | 079254C-1N53-PID-0021-036-01 | A
PIPING & INSTRUMENT DIAGRAM IN-PLOT TANK FARM UNIT -53 CLOSED DRAIN DISTRIBUTION | 079254C-1N53-PID-0021-036-02 | A
PIPING & INSTRUMENT DIAGRAM IN-PLOT TANK FARM UNIT-53 FLARE DISTRIBUTION | 079254C-1N53-PID-0021-037-01 | A
PIPING & INSTRUMENT DIAGRAM IN-PLOT TANK FARM UNIT -53 OILY WATER DISTRIBUTION | 079254C-1N53-PID-0021-038-01 | A
PIPING & INSTRUMENT DIAGRAM IN-PLOT TANK FARM UNIT -53 OILY WATER DISTRIBUTION | 079254C-1N53-PID-0021-038-02 | A
PIPING & INSTRUMENT DIAGRAM IN-PLOT TANK FARM UNIT -53 FLUSHING OIL DISTRIBUTION | 079254C-1N53-PID-0021-039-01 | A
PIPING & INSTRUMENT DIAGRAM IN-PLOT TANK FARM UNIT -53 COOLING WATER DISTRIBUTION | 079254C-1N53-PID-0021-040-01 | A
PIPING & INSTRUMENT DIAGRAM IN-PLOT TANK FARM UNIT-53 DIESEL PRODUCT TANK (A) | 079254C-1N53-PID-0021-041-01 | A
PIPING & INSTRUMENT DIAGRAM IN-PLOT TANK FARM UNIT-53 DIESEL PRODUCT TANK (B) | 079254C-1N53-PID-0021-042-01 | A
PIPING & INSTRUMENT DIAGRAM IN-PLOT TANK FARM UNIT-53 DIESEL PRODUCT TANK (C) | 079254C-1N53-PID-0021-043-01 | A
PIPING & INSTRUMENT DIAGRAM IN-PLOT TANK FARM UNIT-53 DIESEL PRODUCT PUMPS | 079254C-1N53-PID-0021-044-01 | A
PIPING & INSTRUMENT DIAGRAM IN-PLOT TANK FARM UNIT-53 NAPHTA INTERMEDIATE TANK (A) | 079254C-1N53-PID-0021-045-01 | A
PIPING & INSTRUMENT DIAGRAM IN-PLOT TANK FARM UNIT-53 NAPHTA INTERMEDIATE TANK (B) | 079254C-1N53-PID-0021-046-01 | A
PIPING & INSTRUMENT DIAGRAM IN-PLOT TANK FARM UNIT-53 NAPHTA INTERMEDIATE PUMPS | 079254C-1N53-PID-0021-047-01 | A
PIPING & INSTRUMENT DIAGRAM IN-PLOT TANK FARM UNIT-53 SULFREX NAPHTHA PUMPS | 079254C-1N53-PID-0021-048-01 | A
PIPING & INSTRUMENT DIAGRAM IN-PLOT TANK FARM UNIT-53 DIESEL ADDITIVES INJECTION PACKAGES | 079254C-1N53-PID-0021-049-01 | A
PIPING & INSTRUMENT DIAGRAM IN-PLOT TANK FARM UNIT-53 BATTERY LIMIT P&ID | 079254C-1N53-PID-0021-050-01 | A
TFU - UNIT 53 FIRE WATER NETWORK P&ID | 079254C-1N53-PID-1931-001-01 | B
PIPING & INSTRUMENT DIAGRAM BUILDING AREA FIRE WATER NETWORK P&ID | 079254C-1P70-PID-1931-001-01 | B
PIPING & INSTRUMENT DIAGRAM OFF-PLOT TANK FARM UNIT-61 VDU FEED TANKS (61-TK-208A) | 079254C-2B61-PID-0021-001-01 | B
PIPING & INSTRUMENT DIAGRAM OFF-PLOT TANK FARM UNIT-61 VDU FEED TANKS (61-TK-208B) | 079254C-2B61-PID-0021-002-01 | B
PIPING & INSTRUMENT DIAGRAM OFF-PLOT TANK FARM UNIT-61 VDU FEED TANKS (61-TK-208C) | 079254C-2B61-PID-0021-003-01 | B
PIPING & INSTRUMENT DIAGRAM OFF-PLOT TANK FARM UNIT-61 VDU FEED TANKS (61-TK-208D) | 079254C-2B61-PID-0021-004-01 | B
PIPING & INSTRUMENT DIAGRAM OFF-PLOT TANK FARM UNIT-61 VDU FEED PUMPS (61-P-211A/B/C) | 079254C-2B61-PID-0021-005-01 | B
PIPING & INSTRUMENT DIAGRAM OFF-PLOT TANK FARM UNIT-61 DHTU FEEDTANK (61-TK-208E) | 079254C-2B61-PID-0021-006-01 | B
PIPING & INSTRUMENT DIAGRAM OFF-PLOT TANK FARM UNIT-61 DHTU FEED TANK (61-TK-208F) | 079254C-2B61-PID-0021-007-01 | B
PIPING & INSTRUMENT DIAGRAM OFF-PLOT TANK FARM UNIT-61 DHTU FEED PUMPS (61-P-002A/B/C) | 079254C-2B61-PID-0021-008-01 | B
PIPING & INSTRUMENT DIAGRAM OFF-PLOT TANK FARM UNIT-61 DIESEL PRODUCT TANK (61-TK-206A) | 079254C-2B61-PID-0021-011-01 | B
PIPING & INSTRUMENT DIAGRAM OFF-PLOT TANK FARM UNIT-61 DIESEL PRODUCT TANK (61-TK-206B) | 079254C-2B61-PID-0021-012-01 | B
PIPING & INSTRUMENT DIAGRAM OFF-PLOT TANK FARM UNIT-61 DIESEL PRODUCT TANK (61-TK-206C) | 079254C-2B61-PID-0021-013-01 | B
PIPING & INSTRUMENT DIAGRAM OFF-PLOT TANK FARM UNIT-61 DHTU SRGO FEED TANK (61-TK-001) | 079254C-2B61-PID-0021-013-02 | A
PIPING & INSTRUMENT DIAGRAM OFF-PLOT TANK FARM UNIT-61 DIESEL PRODUCT TANK (61-TK-205A) | 079254C-2B61-PID-0021-014-01 | B
PIPING & INSTRUMENT DIAGRAM OFF-PLOT TANK FARM UNIT-61 SRGO/ OOFSPEC DIESEL PUMPS (61-P-001A/B) | 079254C-2B61-PID-0021-016-01 | B
PIPING & INSTRUMENT DIAGRAM OFF-PLOT TANK FARM UNIT-61 DHTU SRGO FEED PUMPS (61-P-002 A/B) | 079254C-2B61-PID-0021-016-02 | A
PIPING & INSTRUMENT DIAGRAM OFF-PLOT TANK FARM UNIT-61 JET A-1 PRODUCT TANK (61-TK-205B) | 079254C-2B61-PID-0021-017-01 | B
PIPING & INSTRUMENT DIAGRAM OFF-PLOT TANK FARM UNIT-61 JET A-1 PRODUCT TANK (61-TK-205C) | 079254C-2B61-PID-0021-018-01 | B
PIPING & INSTRUMENT DIAGRAM OFF-PLOT TANK FARM UNIT-61 JET A-1 PRODUCT PUMPS (61-P-208A/B) | 079254C-2B61-PID-0021-019-01 | B
PIPING & INSTRUMENT DIAGRAM OFF-PLOT TANK FARM UNIT-61 JET-A1 PRODUCT PUMPS (20-P-08 &213) | 079254C-2B61-PID-0021-019-02 | A
PIPING & INSTRUMENT DIAGRAM OFF-PLOT TANK FARM UNIT-61 SRK- OFFSPEC KEROSENE PUMPS(61-P-005A/B) | 079254C-2B61-PID-0021-020-01 | B
PIPING & INSTRUMENT DIAGRAM OFF-PLOT TANK FARM UNIT-61 NAPHTHA PRODUCT PUMPS (61-P-214/214B) | 079254C-2B61-PID-0021-024-01 | B
PIPING & INSTRUMENT DIAGRAM OFF-PLOT TANK FARM UNIT-61 LPG INTERMEDIATE STORAGE BULLET (61-V-001A/B) | 079254C-2B61-PID-0021-025-01 | B
PIPING & INSTRUMENT DIAGRAM OFF-PLOT TANK FARM UNIT-61 LPG TRANSFER PUMPS (61-P-003A/B) | 079254C-2B61-PID-0021-026-01 | B
PIPING & INSTRUMENT DIAGRAM OFF-PLOT TANK FARM UNIT-61 OFF- SPEC LPG (61-P-013A/B) | 079254C-2B61-PID-0021-026-02 | A
PIPING & INSTRUMENT DIAGRAM OFF-PLOT TANK FARM UNIT-61 LPG PRODUCT VESSEL (61-V-002A/B) | 079254C-2B61-PID-0021-027-01 | B
PIPING & INSTRUMENT DIAGRAM OFF-PLOT TANK FARM UNIT-61 LPG PRODUCT PUMPS (61-P-004A/B) | 079254C-2B61-PID-0021-028-01 | B
PIPING & INSTRUMENT DIAGRAM OFF-PLOT TANK FARM UNIT-61 JET-A1 ADDITIVES INJECTION PACKAGES | 079254C-2B61-PID-0021-030-01 | B
PIPING & INSTRUMENT DIAGRAM OFF-PLOT TANK FARM UNIT-61 LPG CHEMICAL INJECTION PACKAGES | 079254C-2B61-PID-0021-031-01 | B
PIPING & INSTRUMENT DIAGRAM OFF-PLOT TANK FARM UNIT-61 DHTU SRK FEED PUMPS (61-P-009A/B) | 079254C-2B61-PID-0021-033-01 | B
PIPING & INSTRUMENT DIAGRAM OFF-PLOT TANK FARM UNIT-61 DHTU CDU 2 SRGO FEED PUMPS (61-P-012 A/B) | 079254C-2B61-PID-0021-033-02 | A
PIPING & INSTRUMENT DIAGRAM OFF-PLOT TANK FARM UNIT-61 DHTU SRGO FEED PUMPS (61-P-010A/B) | 079254C-2B61-PID-0021-035-01 | B
PIPING & INSTRUMENT DIAGRAM OFF-PLOT TANK FARM UNIT-61 DHTU CDU 2 FEED PUMPS 61-P-011 A/B | 079254C-2B61-PID-0021-035-02 | A
PIPING & INSTRUMENT DIAGRAM OFF-PLOT TANK FARM UNIT-61 BATTERY LIMIT P&ID | 079254C-2B61-PID-0021-036-01 | B
PIPING & INSTRUMENT DIAGRAM OFF-PLOT TANK FARM UNIT-61 BATTERY LIMIT P&ID | 079254C-2B61-PID-0021-037-01 | B
PIPING & INSTRUMENT DIAGRAM OFF-PLOT TANK FARM UNIT-61 BATTERY LIMIT P&ID | 079254C-2B61-PID-0021-038-01 | B
PIPING & INSTRUMENT DIAGRAM OFF-PLOT TANK FARM UNIT-61 BATTERY LIMIT P&ID | 079254C-2B61-PID-0021-039-01 | B
PIPING & INSTRUMENT DIAGRAM OFF-PLOT TANK FARM UNIT-61 BATTERY LIMIT P&ID | 079254C-2B61-PID-0021-040-01 | B
PIPING & INSTRUMENT DIAGRAM OFF-PLOT TANK FARM UNIT-61 BATTERY LIMIT P&ID | 079254C-2B61-PID-0021-041-01 | B
PIPING & INSTRUMENT DIAGRAM OFF-PLOT TANK FARM UNIT-61 H2 RICH GAS CHLORIDE ADSORBERS | 079254C-2B61-PID-0021-042-01 | B
PIPING & INSTRUMENT DIAGRAM OFF-PLOT TANK FARM UNIT-61 H2 RICH GAS CHLORIDE ADSORBERS | 079254C-2B61-PID-0021-042-02 | A
PIPING & INSTRUMENT DIAGRAM OFF-PLOT TANK FARM UNIT-61 BATTERY LIMIT (EXISTING) | 079254C-2B61-PID-0021-043-01 | B
PIPING & INSTRUMENT DIAGRAM OFF-PLOT TANK FARM UNIT-61 LP FLARE | 079254C-2B61-PID-0021-044-01 | B
PIPING & INSTRUMENT DIAGRAM OFF-PLOT TANK FARM UNIT-61 BATTERY LIMIT P&ID | 079254C-2B61-PID-0021-047-01 | B
PIPING & INSTRUMENT DIAGRAM OFF-PLOT TANK FARM UNIT-61 DHTU SRK FEED TANK | 079254C-2B61-PID-0021-048-01 | A
PIPING & INSTRUMENT DIAGRAM OFF-PLOT TANK FARM UNIT-61 DHTU SRK FEED TANK | 079254C-2B61-PID-0021-049-01 | A
PIPING & INSTRUMENT DIAGRAM OFF-PLOT TANK FARM UNIT-61 DHTU SRK FEED PUMPS (61-P-007 A/B) | 079254C-2B61-PID-0021-050-01 | A
PIPING & INSTRUMENT DIAGRAM OFF-PLOT TANK FARM UNIT-61 CDU#1 TIE-IN | 079254C-2B61-PID-0021-051-01 | A
PIPING & INSTRUMENT DIAGRAM OFF-PLOT TANK FARM UNIT-61 CDU # 2 HOT STREAM TIE-INS | 079254C-2B61-PID-0021-052-01 | A
PIPING & INSTRUMENT DIAGRAM OFF-PLOT TANK FARM UNIT-61 INSTRUMENT AIR TIE-IN | 079254C-2B61-PID-0021-053-01 | A
PIPING & INSTRUMENT DIAGRAM OFF-PLOT TANK FARM UNIT-61 BATTERY LIMIT P&ID | 079254C-2B61-PID-0021-054-01 | A
PIPING & INSTRUMENT DIAGRAM OFF-PLOT TANK FARM UNIT-61 CDU # 2 SIGNAL TIE-IN | 079254C-2B61-PID-0021-055-01 | A
PIPING & INSTRUMENT DIAGRAM OFF-PLOT TANK FARM UNIT-61 TREATED HEAVY NAPTHA TIE-IN | 079254C-2B61-PID-0021-056-01 | A
Project
079254C
Unit
0000
Document Code
ML 100
Serial N°
Rev.
0
Page
-

## 5.2.9
ASSIUT HYDROCRACKING COMPLEX
ANOPC
5. ENGINEERING/DESIGN
5.2 PROCESS ENGINEERING
5.2.9 PROCESS PHILOSOPHY
INDEX
TITLE | DOC. N° | REV.
SEWAGE AND DRAINAGE PHILOSOPHY | 079254C-0000-CN-0008-05 | B
PROCESS CONTROL PHILOSOPHY UNIT 38 CONDENSATE COLLECTION | 079254C-1038-CN-0008-001 | A
PROCESS CONTROL PHILOSOPHY UNIT 01 VACUUM DISTILLATION UNIT (VDU) | 079254C-1A01-CN-0008-001 | B
PROCESS CONTROL PHILOSOPHY | 079254C-1B03-CN-0008-001 | A
PROCESS CONTROL PHILOSOPHY UNIT 02 DISTILLATE HYDROTREATER UNIT (DHTU) | 079254C-1C02-CN-0008-001 | B
PROCESS CONTROL PHILOSOPHY UNIT 05 DELAYED COKER UNIT (DCU) | 079254C-1D05-CN-0008-001 | B
PROCESS CONTROL PHILOSOPHY UNIT 09 SWEETENING & AMINE REGENERATION UNIT | 079254C-1E09-CN-0008-001 | A
PROCESS CONTROL PHILOSOPHY UNIT 10 SOUR WATER STRIPPER UNIT | 079254C-1E10-CN-0008-001 | A
PROCESS CONTROL PHILOSOPHY UNIT 32 SERVICE WATER UNIT | 079254C-1G32-CN-0008-001 | A
PROCESS CONTROL PHILOSOPHY UNIT 33 COOLING WATER | 079254C-1G33-CN-0008-001 | A
PROCESS CONTROL PHILOSOPHY UNIT 34 POTABLE WATER DISTRIBUTION SYSTEM | 079254C-1G34-CN-0008-001 | A
PROCESS CONTROL PHILOSOPHY UNIT 35 DEMINERALIZED WATER | 079254C-1G35-CN-0008-001 | A
PROCESS CONTROL PHILOSOPHY UNIT 36 CONDENSATE COLLECTION AND TREATMENT UNIT | 079254C-1G36-CN-0008-001 | A
PROCESS CONTROL PHILOSOPHY UNIT 37 BFW AND STEAM GENERATION UNIT | 079254C-1G37-CN-0008-001 | A
PROCESS CONTROL PHILOSOPHY UNIT 41 INSTRUMENT AND PLANT AIR | 079254C-1G41-CN-0008-001 | A
PROCESS CONTROL PHILOSOPHY UNIT 43 CAUSTIC STORAGE AND DISTRIBUTION | 079254C-1G43-CN-0008-001 | A
PROCESS CONTROL PHILOSOPHY UNIT 44 REFINERY FUEL GAS UNIT | 079254C-1G44-CN-0008-001 | A
PROCESS CONTROL PHILOSOPHY UNIT 45 NATURAL GAS RECEIVING AND DISTRIBUTION | 079254C-1G45-CN-0008-001 | A
PROCESS CONTROL PHILOSOPHY UNIT 11 SRU | 079254C-1L11-CN-0008-001 | B
PROCESS CONTROL PHILOSOPHY UNI 53 IN-PLOT TANK FARM UNIT | 079254C-1N53-CN-0008-001 | A
PROCESS CONTROL PHILOSOPHY UNIT 61 IN-PLOT TANK FARM UNIT | 079254C-2B61-CN-0008-001 | A
Project
079254C
Unit
0000
Document Code
ML 100
Serial N°
Rev.
0
Page
-

## 5.2.10
ASSIUT HYDROCRACKING COMPLEX
ANOPC
5. ENGINEERING/DESIGN
5.2 PROCESS ENGINEERING
5.2.10 CAUSE & EFFECT DIAGRAM
INDEX
TITLE | DOC. N° | REV.
CAUSE AND EFFECT DIAGRAM CONDENSATE COLLECTION UNIT | 079254C-1038-NM-0013-001 | A
CAUSE AND EFFECT DIAGRAM WASTE WATER COLLECTION - UNIT 51 | 079254C-1051-NM-0013-001 | A
CAUSE & EFFECT CHARTS VACUUM DISTILLATION UNIT | 079254C-1A01-NM-0010-001 | B
CAUSE AND EFFECT DIAGRAM UNIT 1B03 | 079254C-1B03-NM-0013-001 | B
CAUSE AND EFFECT DIAGRAMS HYDROGEN PLANT | 079254C-1B04-DW-1514-01 | A
CAUSE & EFFECT CHART DISTILLATE HYDROTREATING UNIT (DHTU) | 079254C-1C02-NM-0010-001 | B
CAUSE AND EFFECT DIAGRAM DELAYED COKER UNIT | 079254C-1D05-NM-0013-001 | B
CAUSE AND EFFECT DIAGRAM GAS SWEETENING & AMINE REGENERATION UNIT (ARU) | 079254C-1E09-NM-0013-001 | B
CAUSE AND EFFECT DIAGRAM SOUR WATER STRIPPER UNIT | 079254C-1E10-NM-0013-001 | B
CAUSE AND EFFECT DIAGRAM SERVICE WATER UNIT | 079254C-1G32-NM-0013-001 | A
CAUSE AND EFFECT DIAGRAM COOLING WATER UNIT | 079254C-1G33-NM-0013-001 | A
CAUSE AND EFFECT DIAGRAM POTABLE WATER UNIT | 079254C-1G34-NM-0013-001 | A
CAUSE AND EFFECT DIAGRAM DEMINERALIZED WATER UNIT | 079254C-1G35-NM-0013-001 | A
CAUSE AND EFFECT DIAGRAM CONDENSATE COLLECTION & TREATMENT UNIT | 079254C-1G36-NM-0013-001 | A
CAUSE AND EFFECT DIAGRAM BFW & STEAM GENERATION UNIT | 079254C-1G37-NM-0013-001 | A
CAUSE AND EFFECT DIAGRAM INSTRUMENT AND PLANT AIR UNIT | 079254C-1G41-NM-0013-001 | A
CAUSE AND EFFECT DIAGRAM CAUSTIC STORAGE AND DISTRIBUTION UNIT | 079254C-1G43-NM-0013-001 | A
CAUSE & EFFECT CHARTS SULPHUR RECOVERY UNIT AND TAIL GAS-UNIT 11 | 079254C-1L11-NM-0013-001 | B
CAUSE & EFFECT CHARTS SULPHUR SOLIDIFICATION UNIT | 079254C-1L54-NM-0013-001 | A
CAUSE AND EFFECT CHART IN-PLOT TANK FARM UNIT 53 | 079254C-1N53-NM-0010-001 | B
Project
079254C
Unit
0000
Document Code
ML 100
Serial N°
Rev.
0
Page
-

## 5.2.11
ASSIUT HYDROCRACKING COMPLEX
ANOPC
5. ENGINEERING/DESIGN
5.2 PROCESS ENGINEERING
5.2.11 UTILITIES CONSUMPTION SUMMARY
INDEX
TITLE | DOC. N° | REV.
UTILITIES CONSUMPTION SUMMARY CONDENSATE COLLECTION | 079254C-1038-NM-0003-001 | A
UTILITIES CONSUMPTION SUMMARY VACUUM DISTILLATION UNIT - UNIT 01 | 079254C-1A01-NM-0003-001 | B
UTILITIES CONSUMPTION SUMMARY | 079254C-1B04-NM-0003-01 | B
UTILITIES CONSUMPTION SUMMARY DISTILLATE HYDROTREATER UNIT - UNIT 02 | 079254C-1C02-NM-0003-001 | B
UTILITIES CONSUMPTION SUMMARY DELAYED COKER UNIT (DCU) ARAB LIGHT/ARAB HEAVY CASE | 079254C-1D05-NM-0003-001 | B
UTILITIES CONSUMPTION SUMMARY SOUR WATER STRIPPER UNIT (SWS) ARAB LIGHT/ARAB HEAVY CASE | 079254C-1E10-NM-0003-001 | B
UTILITIES CONSUMPTION SUMMARY SOUR WATER STRIPPER UNIT (SWS) GUPCO CASE | 079254C-1E10-NM-0003-002 | B
UTILITIES CONSUMPTION SUMMARY SERVICE WATER UNIT (SW) | 079254C-1G32-NM-0003-001 | A
UTILITIES CONSUMPTION SUMMARY COOLING WATER UNIT | 079254C-1G33-NM-0003-001 | A
UTILITIES CONSUMPTION SUMMARY POTABLE WATER | 079254C-1G34-NM-0003-001 | A
UTILITIES CONSUMPTION SUMMARY DEMINERALIZED WATER UNIT (DEMI) | 079254C-1G35-NM-0003-001 | A
UTILITIES CONSUMPTION SUMMARY CONDENSATE TREATMENT | 079254C-1G36-NM-0003-001 | A
UTILITIES CONSUMPTION SUMMARY STEAM AND BFW | 079254C-1G37-NM-0003-001 | A
UTILITIES CONSUMPTION SUMMARY INSTRUMENT AND PLANT AIR | 079254C-1G41-NM-0003-001 | A
UTILITIES CONSUMPTION SUMMARY CAUSTIC SODA UNIT | 079254C-1G43-NM-0003-001 | A
UTILITIES CONSUMPTION SUMMARY NATURAL GAS RECEIVING AND CONDITIONS (UNIT 45) AND FUEL GAS UNIT (UNIT 44) | 079254C-1G45-NM-0003-001 | A
UTILITIES CONSUMPTION SUMMARY INPLOT TANK FARM - UNIT 53 | 079254C-1N53-NM-0003-001 | B
Project
079254C
Unit
0000
Document Code
ML 100
Serial N°
Rev.
0
Page
-

## 5.2.12
ASSIUT HYDROCRACKING COMPLEX
ANOPC
5. ENGINEERING/DESIGN
5.2 PROCESS ENGINEERING
5.2.12 CATALYST & CHEMICALS CONSUMPTION SUMMARY
INDEX
TITLE | DOC. N° | REV.
CATALYST & CHEMICALS CONSUMPTION SUMMARY VACUUM DISTILLATION UNIT -UNIT 01 | 079254C-1A01-NM-0004-001 | B
CATALYST & CHEMICALS CONSUMPTION SUMMARY | 079254C-1B03-NM-0004-001 | B
CATALYST & CHEMICALS CONSUMPTION SUMMARY | 079254C-1C02-NM-0004-001 | B
CATALYST & CHEMICALS CONSUMPTION SUMMARY | 079254C-1D05-NM-0004-01 | B
CATALYST & CHEMICALS CONSUMPTION SUMMARY GAS SWEETENING & AMINE REGENERATION UNIT (ARU) | 079254C-1E09-NM-0004-001 | B
CATALYST & CHEMICALS CONSUMPTION SUMMARY SOUR WATER STRIPPER UNIT | 079254C-1E10-NM-0004-001 | A
CATALYST & CHEMICALS CONSUMPTION SUMMARY | 079254C-1G32-NM-0004-01 | A
CATALYST & CHEMICALS CONSUMPTION SUMMARY | 079254C-1G33-NM-0004-01 | A
CATALYST & CHEMICALS CONSUMPTION SUMMARY | 079254C-1G34-NM-0004-01 | A
CATALYST & CHEMICALS CONSUMPTION SUMMARY | 079254C-1G37-NM-0004-01 | A
CATALYST & CHEMICALS CONSUMPTION SUMMARY SULPHUR RECOVERY UNIT AND TAIL GAS -UNIT 11 | 079254C-1L11-NM-0004-001 | B
Project
079254C
Unit
0000
Document Code
ML 100
Serial N°
Rev.
0
Page
-

## 5.2.13
ASSIUT HYDROCRACKING COMPLEX
ANOPC
5. ENGINEERING/DESIGN
5.2 PROCESS ENGINEERING
5.2.13 EFFLUENT SUMMARY
INDEX
TITLE | DOC. N° | REV.
EFFLUENT SUMMARY CONDENSATE COLLECTION | 079254C-1038-NM-0005-001 | A
EFFLUENT SUMMARY VACUUM DISTILLATION UNIT | 079254C-1A01-NM-0005-001 | B
EFFLUENT SUMMARY HYDROCRACKER UNIT (HCKU) | 079254C-1B03-NM-0005-001 | A
EFFLUENT LIST | 079254C-1B04-NM-0005-01 | B
EFFLUENT SUMMARY DISTILLATE HYDROTREATER UNIT | 079254C-1C02-NM-0005-001 | B
EFFLUENT SUMMARY DELAYED COKER UNIT (DCU) | 079254C-1D05-NM-0005-001 | A
EFFLUENT SUMMARY GAS SWEETENING & AMINE REGENERATION UNIT (ARU) | 079254C-1E09-NM-0005-001 | B
EFFLUENT SUMMARY SERVICE WATER UNIT | 079254C-1G32-NM-0005-001 | A
EFFLUENT SUMMARY COOLING WATER UNIT | 079254C-1G33-NM-0005-001 | A
EFFLUENT SUMMARY POTABLE WATER DISTRIBUTION SYSTEM UNIT | 079254C-1G34-NM-0005-001 | A
EFFLUENT SUMMARY DEMINERALIZED WATER | 079254C-1G35-NM-0005-001 | A
EFFLUENT SUMMARY CONDENSATE COLLECTION & TREATMENT UNIT | 079254C-1G36-NM-0005-001 | A
EFFLUENT SUMMARY BFW & STEAM GENERATION UNIT | 079254C-1G37-NM-0005-001 | A
EFFLUENT SUMMARY INSTRUMENT AND PLANT AIR | 079254C-1G41-NM-0005-001 | A
EFFLUENT SUMMARY CAUSTIC STORAGE AND DISTRIBUTION | 079254C-1G43-NM-0005-001 | A
EMISSIONS AND EFFLUENT SUMMARY SULPHUR RECOVERY UNIT AND TAIL GAS -UNIT11 | 079254C-1L11-NM-0005-001 | B
EFFLUENT SUMMARY INPLOT TANK FARM - UNIT 53 | 079254C-1N53-NM-0005-001 | B
Project
079254C
Unit
0000
Document Code
ML 100
Serial N°
Rev.
0
Page
-

## 5.2.14
ASSIUT HYDROCRACKING COMPLEX
ANOPC
5. ENGINEERING/DESIGN
5.2 PROCESS ENGINEERING
5.2.14 PSV/RD SUMMARY OF RATES
INDEX
TITLE | DOC. N° | REV.
PSV SUMMARY OF RATES UNIT 01 VACUUM DISTILLATION UNIT | 079254C-1A01-NM-0006-001 | A
PSV/RD SUMMARY OF RATES - UNIT 03 HYDROCRACKER UNIT (HCKU) | 079254C-1B03-NM-0006-001 | A
PSV SUMMARY OF RATES UNIT 02 DISTILLATE HYDROTREATING UNIT (DHTU) | 079254C-1C02-NM-0006-001 | B
PSV SUMMARY OF RATES UNIT 11 SULPHUR RECOVERY UNIT (SRU) | 079254C-1L11-NM-0006-001 | B
PSV/RD SUMMARY OF RATES UNIT 38 CONDENSATE COLLECTION | 079254C-1038-NM-0006-001 | A
Project
079254C
Unit
0000
Document Code
ML 100
Serial N°
Rev.
0
Page
-

## 5.2.15
ASSIUT HYDROCRACKING COMPLEX
ANOPC
5. ENGINEERING/DESIGN
5.2 PROCESS ENGINEERING
5.2.15 EQUIPMENT LIST
INDEX
TITLE | DOC. N° | REV.
EQUIPMENT LIST | 079254C-1B04-EL-0000-30 | B
Project
079254C
Unit
0000
Document Code
ML 100
Serial N°
Rev.
0
Page
-

## 5.2.16
ASSIUT HYDROCRACKING COMPLEX
ANOPC
5. ENGINEERING/DESIGN
5.2 PROCESS ENGINEERING
5.2.16 PROCESS DATA SHEETS
INDEX
TITLE | DOC. N° | REV.
DATA SHEET FOR CONDENSATE VESSEL AIR COOLER 38-EA-001 | 079254C-1038-SP-0710-001 | PA
DATA SHEET FOR CONDENSATE VESSEL AIR COOLER 38-EA-002 | 079254C-1038-SP-0710-002 | PA
DATA SHEET FOR CONDENSATE VESSEL 38-V-001 | 079254C-1038-SP-0810-001 | PA
DATA SHEET FOR CONDENSATE VESSEL 38-V-002 | 079254C-1038-SP-0810-002 | PA
DATA SHEET FOR CONDENSATE PUMPS 38-P-001 A/B | 079254C-1038-SP-0910-001 | PA
DATA SHEET FOR CONDENSATE PUMPS 38-P-002 A/B | 079254C-1038-SP-0910-002 | PA
PROCESS DATA SHEET FOR CONTROL VALVES | 079254C-1038-SP-1500-041 | PA
PRESSURE SAFETY VALVES PROCESS DATA SHEETS | 079254C-1038-SP-1500-045 | PA
PROCESS DATA SHEET FOR FLOW INSTRUMENTS | 079254C-1038-SP-1500-047 | PA
DATA SHEET FOR UTILITIES AREA OILY WATER PUMP 51-BA-101 | 079254C-1051-SP-0271-001 | PA
DATA SHEET FOR COOLING WATER AND TANK FARM AREA OILY WATER SUMP 51-BA-201 | 079254C-1051-SP-0271-002 | PA
DATA SHEET FOR ARU AND SRU AREA OILY WATER SUMP 51-BA-301 | 079254C-1051-SP-0271-003 | PA
DATA SHEET FOR DCU AREA OILY WATER SUMP 51-BA-401 | 079254C-1051-SP-0271-004 | PA
DATA SHEET FOR HPU, HCKU, DHTU AND VDU AREA OILY WATER SUMP 51-BA-501 | 079254C-1051-SP-0271-005 | PA
DATA SHEET FOR FLARE AREA OILY WATER SUMP 51-BA-601 | 079254C-1051-SP-0271-006 | PA
DATA SHEET FOR SANITARY SEWER SUMP BUILDING AREA 51-BA-001 | 079254C-1051-SP-0271-007 | PA
DATA SHEET FOR SANITARY SEWER SUMP DCU AREA | 079254C-1051-SP-0271-008 | PA
DATA SHEET FOR SANITARY SEWER SUMP DHTU AREA 51-BA-003 | 079254C-1051-SP-0271-009 | PA
DATA SHEET FOR BASIN - COOLING WATER AREA OILY WATER SUMP 51-BA-701 | 079254C-1051-SP-0271-010 | PA
PROCESS DATA SHEET FOR SANITARY SEWER PUMPS BUILDING AREA 51-P-001 A/B | 079254C-1051-SP-0910-001 | PA
PROCESS DATA SHEET FOR HPU, HCKU, DHTU AND VDU AREA OILY WATER PUMP 51-P-501 A/B | 079254C-1051-SP-0910-012 | PA
PROCESS DATA SHEET FOR HPU, HCKU, DHTU AND VDU AREA EMERGENCY WATER PUMP 51-P-502 A/B/C | 079254C-1051-SP-0910-013 | PA
PROCESS DATA SHEET FOR SOUR VDU OFF GASES AMINE ABSORBER - 01-T-002 | 079254C-1A01-SP-0510-002 | PA
PROCESS DATA SHEET FOR VACUUM COLUMN - 01-T-001 | 079254C-1A01-SP-0570-001 | PA
PROCESS DATA SHEET FOR SOUR VDU OFF GASES AMINE ABSORBER - 01-T-002 | 079254C-1A01-SP-0580-002 | PA
PROCESS DATA SHEET FOR ATMOSPHERIC RESIDUE/MVGO EXCHANGER - 01-E-001 A/B | 079254C-1A01-SP-0610-01 | PA
PROCESS DATA SHEET FOR ATMOSPHERIC RESIDUE/HVGO EXCHANGER - 01-E-002 A/B | 079254C-1A01-SP-0610-02 | PA
PROCESS DATA SHEET FOR ATMOSPHERIC RESIDUE/HVGO PA EXCHANGER - 01-E-003 A-F | 079254C-1A01-SP-0610-03 | PA
PROCESS DATA SHEET FOR ATMOSPHERIC RESIDUE/VACUUM RESIDUE EXCHANGER - 01-E-004 A-D | 079254C-1A01-SP-0610-04 | PA
PROCESS DATA SHEET FOR MP STEAM GENERATOR - 01-E-005 A/B | 079254C-1A01-SP-0610-05 | PA
PROCESS DATA SHEET FOR LVGO COOLER - 01-E-010 | 079254C-1A01-SP-0610-06 | PA
PROCESS DATA SHEET FOR VACUUM RESIDUE COOLER - 01-E-011 A/B | 079254C-1A01-SP-0610-07 | PA
PROCESS DATA SHEET FOR VGO COOLER - 01-E-012 A-D | 079254C-1A01-SP-0610-08 | PA
PROCESS DATA SHEET FOR LVGO AIR COOLER - 01-E-006 | 079254C-1A01-SP-0710-001 | PB
PROCESS DATA SHEET FOR TEMPERED WATER COOLER - 01-E-013 | 079254C-1A01-SP-0710-002 | PB
PROCESS DATA SHEET FOR VDU FEED SURGE DRUM - 01-V-001 | 079254C-1A01-SP-0810-001 | PA
PROCESS DATA SHEET FOR MP STEAM DRUM - 01-V-002 | 079254C-1A01-SP-0810-002 | PA
DATA SHEET FOR VACUUM HOT WELL DRUM 01-V-003 | 079254C-1A01-SP-0810-003 | PA
DATA SHEET FOR SEAL POT 01-V-004 | 079254C-1A01-SP-0810-004 | PA
PROCESS DATA SHEET FOR SWEET VDU OFF GASES KNOCK OUT DRUM - 01-V-007 | 079254C-1A01-SP-0810-006 | PA
PROCESS DATA SHEET FOR FUEL GAS KO DRUM | 079254C-1A01-SP-0810-007 | PA
PROCESS DATA SHEET FOR CLOSED DRAIN DRUM - 01-V-009 | 079254C-1A01-SP-0810-008 | PA
DATA SHEET FOR DECOKING DRUM 01-V-008 | 079254C-1A01-SP-0810-009 | PA
PROCESS DATA SHEET FOR TEMPERED WATER DRUM - 01-V-005 | 079254C-1A01-SP-0810-05 | PA
DATA SHEET FOR MP STEAM SILENCER 01-SL-001 | 079254C-1A01-SP-0836-001 | PB
DATA SHEET FOR STEAM SILENCER 2 01-SL-002 | 079254C-1A01-SP-0836-002 | PA
DATA SHEET FOR LVGO PA FILTER - 01-FL-001 A/B | 079254C-1A01-SP-0841-01 | PA
DATA SHEET FOR LVGO WASHING FILTER - 01-FL-002 A/B | 079254C-1A01-SP-0841-02 | PA
DATA SHEET FOR MVGO PA FILTER - 01-FL-003 A/B | 079254C-1A01-SP-0841-03 | PA
DATA SHEET FOR HVGO PA FILTER - 01-FL-004 A/B | 079254C-1A01-SP-0841-04 | PA
DATA SHEET FOR HVGO WASHING FILTER - 01-FL-005 A/B | 079254C-1A01-SP-0841-05 | PA
DATA SHEET FOR FEED LINE FILTER - 01-FL-006 A/B | 079254C-1A01-SP-0841-06 | PA
PROCESS DATA SHEET FOR STEAM EJECTOR - 01-J-004 | 079254C-1A01-SP-0851-01 | PA
DATA SHEET FOR STRIPPING STEAM DESUPERHEATERS - 01-DS-001 | 079254C-1A01-SP-0853-001 | PA
DATA SHEET FOR MP STEAM DESUPERHEATERS - 01-DS-002 | 079254C-1A01-SP-0853-002 | PA
PROCESS DATA SHEET FOR VDU CHARGE PUMP - 01-P-001 A/B | 079254C-1A01-SP-0910-001 | PA
PROCESS DATA SHEET FOR LVGO PUMPS - 01-P-002 A/B | 079254C-1A01-SP-0910-002 | PA
PROCESS DATA SHEET FOR MVGO PUMPS - 01-P-003 A/B | 079254C-1A01-SP-0910-003 | PA
PROCESS DATA SHEET FOR MVGO PUMPS - 01-P-004 A/B | 079254C-1A01-SP-0910-004 | PA
PROCESS DATA SHEET FOR VACUUM OVERFLASH PUMP - 01-P-P005 A/B | 079254C-1A01-SP-0910-005 | PA
PROCESS DATA SHEET FOR VACUUM RESIDUE PUMPS - 01-P-006 A/B | 079254C-1A01-SP-0910-006 | PA
PROCESS DATA SHEET FOR VACUUM COLUMN SLOP PUMP - 01-P-007 A/B | 079254C-1A01-SP-0910-007 | PB
PROCESS DATA SHEET FOR VACUUM COLUMN SOUR WATER PUMP - 01-P-008 A/B | 079254C-1A01-SP-0910-008 | PB
DATA SHEET FOR BFW CIRCULATION PUMPS 01-P-009A7B | 079254C-1A01-SP-0910-009 | PA
PROCESS DATA SHEET FOR TEMPERED WATER PUMPS - 01-P-010 A/B | 079254C-1A01-SP-0910-010 | PA
DATA SHEET FOR MVGO RECYCLE PUMP 01-P-011A/B | 079254C-1A01-SP-0910-011 | PA
PROCESS DATA SHEET FOR RICH AMINE PUMP - 01-P-012 A/B | 079254C-1A01-SP-0910-012 | PA
DATA SHEET FOR VDU CLOSED DRAIN PUMPS 01-P-013A/B | 079254C-1A01-SP-0910-013 | PA
DATA SHEET FOR FLAME ARRESTORS 01-FAR-002A/B | 079254C-1A01-SP-1398-001 | PA
PROCESS DATA SHEET FOR CONTROL VALVE | 079254C-1A01-SP-1500-041 | PA
PROCESS DATA SHEET FOR AUTOMATIC ON/OFF VALVE | 079254C-1A01-SP-1500-043 | PA
PROCESS DATA SHEET FOR MOTORIZED ON/OFF VALVES | 079254C-1A01-SP-1500-044 | PA
PROCESS DATA SHEET FOR PRESSURE SAFETY VALVE | 079254C-1A01-SP-1500-045 | PA
PROCESS DATA SHEET FOR FLOW INSTRUMENT | 079254C-1A01-SP-1500-047 | PA
DATA SHEET FOR ANALYSER 01-AT-0100 | 079254C-1A01-SP-1560-001 | PA
DATA SHEET FOR ANALYSER 01-AT-0105 | 079254C-1A01-SP-1560-002 | PA
DATA SHEET FOR ANALYSER 01-AE/AT-0420 | 079254C-1A01-SP-1560-003 | PA
PROCESS DATA SHEET FOR VACUUM DISTILLATION UNIT (VDU) UNIT 01 PHOSPHATE INJECTION PACKAGE (01-PK-002) | 079254C-1A01-SP-4046-01 | PA
PROCESS DATA SHEET FOR VACUUM DISTILLATION UNIT (VDU) UNIT 01 CORROSION INHIBITOR INJECTION PACKAGE (01-PK-004) | 079254C-1A01-SP-4046-02 | PA
PROCESS DATA SHEET FOR VACUUM DISTILLATION UNIT (VDU) UNIT 01 ANTI FOAMING INJECTION PACKAGE (01-PK-005) | 079254C-1A01-SP-4046-03 | PA
PROCESS DATA SHEET FOR VACUUM DISTILLATION UNIT (VDU) UNIT 01 NEUTRALIZER INJECTION PACKAGE (01-PK-006) | 079254C-1A01-SP-4046-04 | PA
PROCESS DATA SHEET FOR MP AINE ABSORBER 03-T-002 | 079254C-1B03-SP-0510-002 | PA
PROCESS DATA SHEET FOR KEROSENE SIDE STRIPPER - 03-T-022 | 079254C-1B03-SP-0510-022 | PA
PROCESS DATA SHEET FOR DIESEL SIDE STRIPPER - 03-T-023 | 079254C-1B03-SP-0510-023 | PA
DATA SHEET FOR OVERFLASH SIDE STRIPPER 03-T-024 | 079254C-1B03-SP-0510-024 | PA
PROCESS DATA SHEET FOR UCO SIDE STRIPPER - 03-T-025 | 079254C-1B03-SP-0510-025 | PA
PROCESS DATA SHEET FOR ABSORBER/DEETHANIZER - 03-T-051/052 | 079254C-1B03-SP-0510-051 | PA
PROCESS DATA SHEET FOR DEBUTANIZER - 03-T-053 | 079254C-1B03-SP-0510-053 | PA
PROCESS DATA SHEET FOR LPG AMINE ABSORBER - 03-T-071 | 079254C-1B03-SP-0510-071 | PA
PROCESS DATA SHEET FOR EXTRACTOR - 03-T-072 | 079254C-1B03-SP-0510-072 | PA
DATA SHEET FOR HOT CAUSTIC WASH COLUMN 03-T-073 | 079254C-1B03-SP-0510-073 | PA
DATA SHEET FOR OXIDIZER 03-T-074 | 079254C-1B03-SP-0510-074 | PA
DATA SHEET FOR RICH NAPHTHA OXYGEN STRIPPER 03-T-075 | 079254C-1B03-SP-0510-075 | PA
PROCESS DATA SHEET FOR DEPROPANIZER - 03-T-091 | 079254C-1B03-SP-0510-091 | PA
PROCESS DATA SHEET FOR DEPROPANIZER - 03-T-091 | 079254C-1B03-SP-0570-091 | PA
PROCESS DATA SHEET FOR H2 MAKE-UP 1ST INTERSTAGE TRIM COOLER - 03-E-002 | 079254C-1B03-SP-0610-002 | PB
PROCESS DATA SHEET FOR H2 MAKE-UP 2ND INTERSTAGE TRIM COOLER - 03-E-004 | 079254C-1B03-SP-0610-004 | PB
03-E-005 A-B-C-D-E-F 1ST STAGE REACTOR FEED EFFLUENT EXCHANGERS | 079254C-1B03-SP-0610-005 | PA
03-E-006 A-B-C-D-E-F 2ND STAGE REACTOR FEED EFFLUENT EXCHANGERS | 079254C-1B03-SP-0610-006 | PA
PROCESS DATA SHEET FOR 2ND STAGE RECYCLE GAS PREHEATER - 03-E-007 | 079254C-1B03-SP-0610-007 | PA
PROCESS DATA SHEET FOR 2ND STRIPPER FEED PREHEATER - 03-E-008 | 079254C-1B03-SP-0610-008 | PA
PROCESS DATA SHEET FOR 2ND STAGE RECYCLE GAS PREHEATER - 03-E-009 | 079254C-1B03-SP-0610-009 | PA
PROCESS DATA SHEET FOR 1ST STRIPPER FEED PREHEATER - 03-E-010 | 079254C-1B03-SP-0610-010 | PA
PROCESS DATA SHEET FOR LPG LEAN-AMINE TRIM COOLER - 03-E-015 | 079254C-1B03-SP-0610-015 | PA
PROCESS DATA SHEET FOR DIESEL P/A LP STEAM GENERATOR - 03-E-023 | 079254C-1B03-SP-0610-023 | PA
PROCESS DATA SHEET FOR KEROSENE SIDE STRIPPER REBOILER - 03-E-024 | 079254C-1B03-SP-0610-024 | PA
PROCESS DATA SHEET FOR KEROSENE PRODUCT TRIM COOLER - 03-E-025 | 079254C-1B03-SP-0610-025 | PA
DATA SHEET FOR FRACTIONATOR FEED/UCO EXCHANGERS 03-E-027 A/B/C | 079254C-1B03-SP-0610-027 | PA
PROCESS DATA SHEET FOR UCO MP STEAM GENERATOR - 03-E-028 | 079254C-1B03-SP-0610-028 | PA
PROCESS DATA SHEET FOR DIESEL PRODUCT/TOTAL FEED PREHEATER - 03-E-031 | 079254C-1B03-SP-0610-031 | PA
PROCESS DATA SHEET FOR KEROSENE P/A COLD FEED PREHEATER - 03-E-032 | 079254C-1B03-SP-0610-032 | PA
PROCESS DATA SHEET FOR DIESEL PRODUCT LP STEAM GENERATOR - 03-E-033 | 079254C-1B03-SP-0610-033 | PA
PROCESS DATA SHEET FOR DIESEL PRODUCT TRIM COOLER - 03-E-035 | 079254C-1B03-SP-0610-035 | PA
PROCESS DATA SHEET FOR KEROSENE PRODUCT LP STEAM GENERATOR - 03-E-036 | 079254C-1B03-SP-0610-036 | PA
PROCESS DATA SHEET FOR DEETHANIZER TRIM CONDENSER - 03-E-051 | 079254C-1B03-SP-0610-051 | PA
PROCESS DATA SHEET FOR DEETHANIZER REBOILER - 03-E-052 | 079254C-1B03-SP-0610-052 | PA
PROCESS DATA SHEET FOR DEETHANIZER STEAM REBOILER - 03-E-053 | 079254C-1B03-SP-0610-053 | PA
PROCESS DATA SHEET FOR DEBUTANIZER FEED/BOTTOM EXCHANGER - 03-E-054 | 079254C-1B03-SP-0610-054 | PA
PROCESS DATA SHEET FOR DEBUTANIZER REBOILER - 03-E-055 | 079254C-1B03-SP-0610-055 | PA
PROCESS DATA SHEET FOR DEBUTANIZER STEAM REBOILER - 03-E-056 | 079254C-1B03-SP-0610-056 | PA
PROCESS DATA SHEET FOR DEBUTANIZER OVHD TRIM CONDENSER - 03-E-057 | 079254C-1B03-SP-0610-057 | PA
PROCESS DATA SHEET FOR LPG TRIM COOLER - 03-E-058 | 079254C-1B03-SP-0610-058 | PA
PROCESS DATA SHEET FOR NAPHTHA PRODUCT TRIM COOLER - 03-E-060 | 079254C-1B03-SP-0610-060 | PA
PROCESS DATA SHEET FOR HOT CAUSTIC WASH TRIM COOLER - 03-E-072 | 079254C-1B03-SP-0610-072 | PA
PROCESS DATA SHEET FOR SHELL AND TUBE HEAT EXCHANGERS DEPROPANIZER FEED BOTTOM EXCHANGER - 03-E-091 | 079254C-1B03-SP-0610-091 | PA
PROCESS DATA SHEET FOR SHELL AND TUBE HEAT EXCHANGERS DEPROPANIZER REBOILER - 03-E-092 | 079254C-1B03-SP-0610-092 | PA
PROCESS DATA SHEET FOR SHELL AND TUBE HEAT EXCHANGERS DEPROPANIZER CONDENSER - 03-E-093 | 079254C-1B03-SP-0610-093 | PA
PROCESS DATA SHEET FOR SHELL AND TUBE HEAT EXCHANGERS LPG COOLER - 03-E-094 | 079254C-1B03-SP-0610-094 | PA
DATA SHEET FOR SHELL AND TUBE HEAT EXCHANGERS | 079254C-1B03-SP-0610-095 | PA
DATA SHEET FOR HOT CAUSTIC WASH HEATER 03-E-071 | 079254C-1B03-SP-0630-071 | PA
DATA SHEET FOR OXIDIZER HEATER 03-E-073 | 079254C-1B03-SP-0630-073 | PA
PROCESS DATA SHEET FOR LEAN CAUSTIC COOLER - 03-E-074 | 079254C-1B03-SP-0630-074 | PA
PROCESS DATA SHEET FOR BLOWDOWN COOLER - 03-E-651 | 079254C-1B03-SP-0630-651 | PA
PROCESS DATA SHEET FOR H2 MAKE-UP 1ST INTERSTAGE AIR COOLER - 03-E-001 | 079254C-1B03-SP-0710-001 | PA
PROCESS DATA SHEET FOR HOT MP SEPARATOR VAPOR AIR CONDENSER 03-E-011 | 079254C-1B03-SP-0710-011 | PA
PROCESS DATA SHEET FOR AIR COOLERS - 03-E-016 | 079254C-1B03-SP-0710-016 | PA
DATA SHEET FOR KEROSENE P/A AIR COOLER - 03-E-022 | 079254C-1B03-SP-0710-022 | PA
DATA SHEET FOR UCO START-UP AIR COOLER 03-E-029 | 079254C-1B03-SP-0710-029 | A
DATA SHEET FOR UCO AIR COOLER 03-E-030 | 079254C-1B03-SP-0710-030 | PA
DATA SHEET FOR DIESEL PRODUCT AIR COOLER 03-E-034 | 079254C-1B03-SP-0710-034 | PA
DATA SHEET FOR KEROSENE PRODUCT AIR COOLER 03-E-037 | 079254C-1B03-SP-0710-037 | PA
DATA SHEET FOR NAPHTHA PRODUCT AIR COOLER 03-E-059 | 079254C-1B03-SP-0710-059 | PA
PROCESS DATA SHEET 1ST STAGE FEED SURGE DRUM 03-V-001 | 079254C-1B03-SP-0810-001 | PA
PROCESS DATA SHEET 2ND STAGE FEED SURGE DRUM 03-V-002 | 079254C-1B03-SP-0810-002 | PA
PROCESS DATA SHEET FOR H2 MAKE-UP SUCTION KO DRUM - 03-V-003 | 079254C-1B03-SP-0810-003 | PA
PROCESS DATA SHEET FOR H2 MAKE-UP 1ST INTERSTAGE KO DRUM - 03-V-004 | 079254C-1B03-SP-0810-004 | PA
PROCESS DATA SHEET FOR H2 MAKE-UP 2ND INTERSTAGE KO DRUM - 03-V-005 | 079254C-1B03-SP-0810-005 | PA
PROCESS DATA SHEET FOR HOT MP SEPARATOR DRUM 03-V-007 | 079254C-1B03-SP-0810-007 | PA
PROCESS DATA SHEET FOR COLD MP SEPARATOR DRUM 03-V-009 | 079254C-1B03-SP-0810-009 | PA
PROCESS DATA SHEET FOR HP AMINE ABSORBER H.O. DRUM - 03-V-010 | 079254C-1B03-SP-0810-010 | PA
PROCESS DATA SHEET FOR RECYCLE GAS COMPRESOR K.O. DRUM - 03-V-011 | 079254C-1B03-SP-0810-011 | PA
PROCESS DATA SHEET FOR MP AMINE ABSORBER KO DRUM 03-V-012 | 079254C-1B03-SP-0810-012 | PA
PROCESS DATA SHEET FOR RICH AMINE FLASH DRUM 03-V-013 | 079254C-1B03-SP-0810-013 | PA
PROCESS DATA SHEET FORLEAN AMINE SURGE DRUM 03-V-014 | 079254C-1B03-SP-0810-014 | PA
PROCESS DATA SHEET FOR WASHING WATER SURGE DRUM 03-V-015 | 079254C-1B03-SP-0810-015 | PA
PROCESS DATA SHEET FOR STRIPPER REFLUX DRUM - 03-V-016 | 079254C-1B03-SP-0810-016 | PA
PROCESS DATA SHEET FOR DRUMS - BACKWASH SURGE DRUM | 079254C-1B03-SP-0810-018 | PA
PROCESS DATA SHEET FOR FRACTIONATOR REFLUX DRUM - 03-V-021 | 079254C-1B03-SP-0810-021 | PA
PROCESS DATA SHEET FOR DEETHANIZER FEED DRUM - 03-V-051 | 079254C-1B03-SP-0810-051 | PA
PROCESS DATA SHEET FOR DEBUTANIZER REFLUX DRUM - 03-V-052 | 079254C-1B03-SP-0810-052 | PA
PROCESS DATA SHEET FOR LPG AMINE SETTLER - 03-V-071 | 079254C-1B03-SP-0810-071 | PA
PROCESS DATA SHEETS FOR CAUSTIC PREWASH DRUM - 03-V-072 | 079254C-1B03-SP-0810-072 | PA
PROCESS DATA SHEET FOR LPG CAUSTIC SETTLER - 03-V-073 | 079254C-1B03-SP-0810-073 | PA
PROCESS DATA SHEET FOR DISULFIDES SEPARATOR - 03-V-074 | 079254C-1B03-SP-0810-074 | PA
PROCESS DATA SHEET FOR CATALYST SURGE DRUM - 03-V-075 | 079254C-1B03-SP-0810-075 | PA
PROCESS DATA SHEET FOR CAUSTIC NAPHTHA WASHING DRUM - 03-V-076 | 079254C-1B03-SP-0810-076 | PA
PROCESS DATA SHEET FOR DEMINERALIZED WATER FEED DRUM - 03-V-077 | 079254C-1B03-SP-0810-077 | PA
DATA SHEET FOR NAPHTHA CAUSTIC SETTLER 03-V-078 | 079254C-1B03-SP-0810-078 | PA
DATA SHEET FOR FRESH CAUSTIC DILUTION DRUM 03-V-079 | 079254C-1B03-SP-0810-079 | PA
PROCESS DATA SHEET FOR LPG FEED SURGE DRUM - 03-V-080 | 079254C-1B03-SP-0810-080 | PA
PROCESS DATA SHEET FOR FUEL GAS K.O. DRUM - 03-V-084 | 079254C-1B03-SP-0810-084 | PA
PROCESS DATA SHEET FOR DEPROPANIZER RECEIVER - 03-V-091 | 079254C-1B03-SP-0810-091 | PA
PROCESS DATA SHEET FOR HC CLOSED DRAIN SUMP 03-V-651 | 079254C-1B03-SP-0810-651 | PA
PROCESS DATA SHEET FOR AMINE CLOSED DRAIN SUMP - 03-V-652 | 079254C-1B03-SP-0810-652 | PA
PROCESS DATA SHEET FOR CAUSTIC CLOSED DRAIN SUMP - 03-V-653 | 079254C-1B03-SP-0810-653 | PA
PROCESS DATA SHEET FOR BLOWDOWN DRUM - 03-V-654 | 079254C-1B03-SP-0810-654 | PA
PROCESS DATA SHEET FOR HP CONDENSATE FLASH DRUM - 03-V-655 | 079254C-1B03-SP-0810-655 | PA
DATA SHEET FOR AMINE CLOSED DRAIN FILTER 03-FL-652 | 079254C-1B03-SP-0841-652 | PA
PROCESS DATA SHEET FOR HCKU FEED COALESCER - 03-V-017 | 079254C-1B03-SP-0844-017 | PA
DATA SHEET FOR DIESEL PRODUCT COALESCER 03-V-022 | 079254C-1B03-SP-0844-022 | PA
DATA SHEET FOR WASHED LPG COALESCER DRUM 03-V-081 | 079254C-1B03-SP-0844-081 | PA
DATA SHEET FOR RICH NAPHTHA COALESCER 03-V-082 | 079254C-1B03-SP-0844-082 | PA
DATA SHEET FOR SPENT CAUSTIC FILTERS 03-FL-071 A/B | 079254C-1B03-SP-0848-071 | PA
DATA SHEET FOR START-UP EJECTOR 03-J-001 | 079254C-1B03-SP-0852-001 | PA
PROCESS DATA SHEET FOR CLOSED DRAIN EJECTOR - 03-J-651 | 079254C-1B03-SP-0852-651 | PA
PROCESS DATA SHEET FOR AMINE CLOSED DRAIN EJECTOR - 03-J-652 | 079254C-1B03-SP-0852-652 | PA
PROCESS DATA SHEET FOR CLOSED DRAIN EJECTOR - 03-J-653 | 079254C-1B03-SP-0852-653 | PA
DATA SHEET FOR GENERATED LP STEAM DESUPERHEATER 03-DS-021 | 079254C-1B03-SP-0853-021 | PA
DATA SHEET FOR LP STEAM DESUPERHEATER 03-DS-022 | 079254C-1B03-SP-0853-022 | PA
DATA SHEET FOR MP STEAM DESUPERHEATER 03-DS-023 | 079254C-1B03-SP-0853-023 | PA
PROCESS DATA SHEET FOR DEETHANIZER STEAM REBOILER DESUPERHEATER - 03-DS-051 | 079254C-1B03-SP-0853-051 | PA
PROCESS DATA SHEET FOR DEBUTANIZER STEAM REBOILER DESUPERHEATER - 03-DS-052 | 079254C-1B03-SP-0853-052 | PA
DATA SHEET FOR DEPROPANIZER STEAM REBOILER DESUPERHEATER 03-DS-091 03-DS-023 | 079254C-1B03-SP-0853-091 | PA
PROCESS DATA SHEET FOR HP LEAN AMINE PUMPS - 03-P-003 | 079254C-1B03-SP-0910-003 | PA
DATA SHEET FOR MP LEAN AMINE PUMPS 03-P-004 | 079254C-1B03-SP-0910-004 | PA
DATA SHEET FOR STRIPPER REFLUX PUMPS - 03-P-006 | 079254C-1B03-SP-0910-006 | PA
DATA SHEET FOR STRIPPER BOTTOMS PUMPS - 03-P-007 | 079254C-1B03-SP-0910-007 | PA
DATA SHEET FOR BACKWASH PUMPS - 03-P-008 A/B | 079254C-1B03-SP-0910-008 | PA
PROCESS DATA SHEET FOR FRACTIONATOR BOTTOM PUMP 03-P-021 | 079254C-1B03-SP-0910-021 | PA
PROCESS DATA SHEET FOR FRACTIONATOR REFLUX PUMPS - 03-P-022 | 079254C-1B03-SP-0910-022 | PA
PROCESS DATA SHEET FOR FRACTIONATOR NAPHTHA PUMPS - 03-P-023 | 079254C-1B03-SP-0910-023 | PA
PROCESS DATA SHEET FOR FRACTIONATOR WATER PUMPS - 03-P-024 | 079254C-1B03-SP-0910-024 | PA
PROCESS DATA SHEET FOR KEROSENE P/A PUMPS - 03-P-025 | 079254C-1B03-SP-0910-025 | PA
PROCESS DATA SHEET FOR DIESEL P/A PUMPS - 03-P-026 | 079254C-1B03-SP-0910-026 | PA
PROCESS DATA SHEET FOR KEROSENE PRODUCT PUMPS - 03-P-027 | 079254C-1B03-SP-0910-027 | PA
PROCESS DATA SHEET FOR DIESEL PRODUCT PUMPS - 03-P-028 | 079254C-1B03-SP-0910-028 | PA
DATA SHEET FOR OVERFLASH PUMPS 03-P-029 | 079254C-1B03-SP-0910-029 | PA
PROCESS DATA SHEET FOR UCO PRODUCT PUMPS - 03-P-030 | 079254C-1B03-SP-0910-030 | PA
PROCESS DATA SHEET FOR DEETHANIZER FEED PUMPS - 03-P-051 | 079254C-1B03-SP-0910-051 | PA
PROCESS DATA SHEET FOR DEETHANIZER BOTTOM PUMPS - 03-P-052 | 079254C-1B03-SP-0910-052 | PA
PROCESS DATA SHEET FOR DEBUTANIZER REFLUX PUMPS - 03-P-053 | 079254C-1B03-SP-0910-053 | PA
PROCESS DATA SHEET FOR SOUR LPG PUMPS - 03-P-054 | 079254C-1B03-SP-0910-054 | PA
PROCESS DATA SHEET FOR LPG AMINE WASHING PUMPS - 03-P-071 | 079254C-1B03-SP-0910-071 | PA
PROCESS DATA SHEET FOR CAUSTIC PREWASH CIRCULATION PUMPS - 03-P-072 | 079254C-1B03-SP-0910-072 | PA
PROCESS DATA SHEET FOR HOT CAUSTIC WASH COLUMN RECIRCULATION PUMPS - 03-P-074 | 079254C-1B03-SP-0910-074 | PA
DATA SHEET FOR LPG CAUSTIC SETTLER CIRCULATION PUMPS 03-P-076 A/B | 079254C-1B03-SP-0910-076 | PA
PROCESS DATA SHEET FOR LEAN CAUSTIC CIRCULATION PUMPS - 03-P-078 A/B | 079254C-1B03-SP-0910-078 | PA
DATA SHEET FOR DEMINERALIZED WATER FEED PUMPS 03-P-079 A/B | 079254C-1B03-SP-0910-079 | PA
DATA SHEET FOR 20 %WT CAUSTIC PUMPS 03-P-089 A/B | 079254C-1B03-SP-0910-080 | PA
PROCESS DATA SHEET FOR LPG FEED PUMPS - 03-P-081 | 079254C-1B03-SP-0910-081 | PA
PROCESS DATA SHEET FOR DEPROPANIZER BOTTOM PUMPS - 03-P-091 | 079254C-1B03-SP-0910-091 | PA
PROCESS DATA SHEET FOR DEPROPANIZER REFLUX PUMPS - 03-P-092 | 079254C-1B03-SP-0910-092 | PA
PROCESS DATA SHEET FOR HC CLOSED DRAIN SUMP PUMP - 03-P-651 A/B | 079254C-1B03-SP-0910-651 | PA
PROCESS DATA SHEET FOR AMINE CLOSED DRAIN SUMP PUMP - 03-P-652 A/B | 079254C-1B03-SP-0910-652 | PA
PROCESS DATA SHEET FOR CAUSTIC CLOSED DRAIN SUMP PUMP - 03-P-653 A/B | 079254C-1B03-SP-0910-653 | PA
PROCESS DATA SHEET FOR ANILINE PUMP 03-P-702 | 079254C-1B03-SP-0910-702 | PA
PROCESS DATA SHEET FOR DMDS PUMPS 03-P-703 | 079254C-1B03-SP-0910-703 | PA
DATA SHEET FOR WASHING WATER PUMPS - 03-P-005 A/B | 079254C-1B03-SP-0920-005 | PA
PROCESS DATA SHEET FOR RICH NAPHTHA PUMPS - 03-P-077 A/B | 079254C-1B03-SP-0920-077 | PA
PROCESS DATA SHEET FOR 10%WT CAUSTIC PUMPS - 03-P-075 A/B | 079254C-1B03-SP-0940-075 | PA
DATA SHEET FOR PLANT AIR COMPRESSOR 03-K-071 | 079254C-1B03-SP-1030-071 | PA
PROCESS DATA SHEET FOR CONTROL VALVES | 079254C-1B03-SP-1500-041 | PA
PROCESS DATA SHEET FOR AUTOMATIC ON/OFF VALVES | 079254C-1B03-SP-1500-043 | PA
PROCESS DATA SHEET FOR MOTORIZED ON/OFF VALVES | 079254C-1B03-SP-1500-044 | PA
PROCESS DATA SHEET FOR PRESSURE SAFETY VALVES | 079254C-1B03-SP-1500-045 | PA
PROCESS DATA SHEET FOR FLOW INSTRUMENTS | 079254C-1B03-SP-1500-047 | PA
DATA SHEET FOR ANALYSERS 03-AE/AT-0001 | 079254C-1B03-SP-1560-001 | PA
DATA SHEET FOR ANALYSERS 03-AE-0801 | 079254C-1B03-SP-1560-002 | PA
DATA SHEET FOR ANALYSERS 03-AE-0802 | 079254C-1B03-SP-1560-003 | PA
DATA SHEET FOR ANALYSERS 03-AT-1026 | 079254C-1B03-SP-1560-004 | PA
DATA SHEET FOR ANALYSERS 03-AT-1073 | 079254C-1B03-SP-1560-005 | PA
DATA SHEET FOR ANALYSERS 03-AT-1134 | 079254C-1B03-SP-1560-006 | PA
DATA SHEET FOR ANALYSERS 03-AT-1431 | 079254C-1B03-SP-1560-007 | PA
DATA SHEET FOR ANALYSERS 03-AT-1189 | 079254C-1B03-SP-1560-008 | PA
DATA SHEET FOR ANALYSERS 03-AT-1030 | 079254C-1B03-SP-1560-009 | PA
DATA SHEET FOR ANALYSERS 03-AT-1077 | 079254C-1B03-SP-1560-010 | PA
DATA SHEET FOR ANALYSERS 03-AT-1152 | 079254C-1B03-SP-1560-011 | PA
DATA SHEET FOR NEUTRALIZATION SOLUTION TANK 03-TK-701 | 079254C-1B03-SP-2510-701 | PA
DATA SHEET FOR ANILINE TANK 03-TK-702 | 079254C-1B03-SP-2510-702 | PA
DATA SHEET FOR DMDS TANK 03-TK-703 | 079254C-1B03-SP-2510-703 | PA
DATA SHEET FOR ANTIFOULING AGENT INJECTION PACKAGE 03-PK-001 | 079254C-1B03-SP-4046-001 | PA
DATA SHEET FOR ANTIFOAMING AGENT INJECTION PACKAGE 03-PK-004 | 079254C-1B03-SP-4046-004 | PA
DATA SHEET FOR CORROSION INHIBITOR INJECTION PACKAGE 03-PK-005 | 079254C-1B03-SP-4046-005 | PA
DATA SHEET FOR PHOSPHATE INJECTION PACKAGE 03-PK-006 | 079254C-1B03-SP-4046-006 | PA
DATA SHEET FOR NEUTRALIZATION TANK EDUCTOR 03-J-701 | 079254C-1B03-SP-4262-701 | PA
DATA SHEET FOR LPG AMINE SETTLER STATIC MIXER 03-MX-071 | 079254C-1B03-SP-4263-071 | PA
DATA SHEET FOR CAUSTIC PREWASH STETIC MIXER 03-MX-072 | 079254C-1B03-SP-4263-072 | PA
DATA SHEET FOR OXIDIZER STATIC MIXER 03-MX-073 | 079254C-1B03-SP-4263-073 | PA
DATA SHEET FOR NAPHTHA CAUSTIC STATIC MIXER 03-MX-074 | 079254C-1B03-SP-4263-074 | PA
DATA SHEET FOR CAUSTIC NAPHTHA WASHING DRUM STATIC MIXER 03-MX-075 | 079254C-1B03-SP-4263-075 | PA
DATA SHEET FOR NAPHTHA CAUSTIC SETTLER STATIC MIXER 03-MX-076 | 079254C-1B03-SP-4263-076 | PA
DATA SHEET FOR LPG CAUSTIC SETTLER STATIC MIXER 03-MX-077 | 079254C-1B03-SP-4263-077 | PA
DATA SHEET FOR FRESH CAUSTIC DILUTION STATIC MIXER 03-MX-078 | 079254C-1B03-SP-4263-078 | PA
PROCESS DATA SHEET FOR DHTU REACTOR 02-R-001 | 079254C-1C02-SP-0410-01 | PA
PROCESS DATA SHEET FOR HP AMINE ABSORBER 02-T-001 | 079254C-1C02-SP-0510-01 | PA
PROCESS DATA SHEET FOR STRIPPER - 02-T-002 | 079254C-1C02-SP-0510-02 | PA
PROCESS DATA SHEET FOR FIRST REACTOR FEED/EFFLUENT EXCHANGERS - 02-E-001A/B/C/D | 079254C-1C02-SP-0610-001 | PA
PROCESS DATA SHEET FOR SECOND REACTOR FEED/EFFLUENT EXCHANGERS - 02-E-002A/B | 079254C-1C02-SP-0610-002 | PA
PROCESS DATA SHEET FOR BACKWASH COOLER 02-E-011 | 079254C-1C02-SP-0610-008 | PA
PROCESS DATA SHEET FOR FIRST STRIPPER FEED PREHEATER - 02-E-003 | 079254C-1C02-SP-0610-03 | PA
PROCESS DATA SHEET FOR SECOND STRIPPER FEED PREHEATER - 02-E-004 | 079254C-1C02-SP-0610-04 | PA
PROCESS DATA SHEET FOR STRIPPER FEED/BOTTOM EXCHANGERS (02-E-006 A/B/C/D/E/F/G/H) | 079254C-1C02-SP-0610-05 | PA
PROCESS DATA SHEET FOR STRIPPER OVHD TRIM COOLER - 02-E-008 | 079254C-1C02-SP-0610-06 | PA
PROCESS DATA SHEET FOR DIESEL PRODUCT TRIM COOLER - 02-E-010 | 079254C-1C02-SP-0610-07 | PA
PROCESS DATA SHEET FOR STRIPPER OVHD AIR CONDENSER 02-E-007 | 079254C-1C02-SP-0710-02 | PA
PROCESS DATA SHEET FOR DIESEL PRODUCT AIR COOLER - 02-E-009 | 079254C-1C02-SP-0710-03 | PA
DATA SHEET FOR BACKWASH SURGE DRUM 02-V-013 | 079254C-1C02-SP-0810-009 | PA
PROCESS DATA SHEET FOR FEED SURGE DRUM - 02-V-001 | 079254C-1C02-SP-0810-01 | PA
DATA SHEET FOR CLOSED DRAIN DRUM 02-V-011 | 079254C-1C02-SP-0810-011 | PA
DATA SHEET FOR FUEL GAS KO DRUM 02-V-012 | 079254C-1C02-SP-0810-012 | PA
PROCESS DATA SHEET FOR COLD HP SEPARATOR - 02-V-002 | 079254C-1C02-SP-0810-02 | PA
PROCESS DATA SHEET FOR WASH WATER DRUM - 02-V-003 | 079254C-1C02-SP-0810-03 | PA
PROCESS DATA SHEET FOR RECYCLE GAS COMPRESSOR K.O. DRUM 02-V-004 | 079254C-1C02-SP-0810-04 | PA
PROCESS DATA SHEET FOR HP AMINE ABSORBER K.O. DRUM 02-V-005 | 079254C-1C02-SP-0810-05 | PA
PROCESS DATA SHEET FOR LEAN AMINE SURGE DRUM - 02-V-006 | 079254C-1C02-SP-0810-06 | PA
PROCESS DATA SHEET FOR RICH AMINE FLASH DRUM 02-V-007 | 079254C-1C02-SP-0810-07 | PA
PROCESS DATA SHEET FOR STRIPPER REFLUX DRUM 02-V-008 | 079254C-1C02-SP-0810-08 | PA
DATA SHEET FOR STEAM SILENCER 02-SL-001 | 079254C-1C02-SP-0836-001 | PA
PROCESS DATA SHEET FOR DHTU FEED COLAESCER - 02-V-009 | 079254C-1C02-SP-0841-002 | PA
PROCESS DATA SHEET FOR DIESEL PRODUCT COALESCER - 02-V-010 | 079254C-1C02-SP-0841-003 | PA
DATA SHEET FOR FILTERS FEED FILTER - 02-FL-001 | 079254C-1C02-SP-0841-01 | PA
PROCESS DATA SHEET FOR START-UP EJECTOR - 02-J-001 | 079254C-1C02-SP-0852-01 | PB
PROCESS DATA SHEET FOR HYDROCARBON DRAIN SUMP EJECTOR - 02-J-002 | 079254C-1C02-SP-0852-02 | PA
PROCESS DATA SHEET FOR LEAN AMINE PUMPS - 02-P-003A/B | 079254C-1C02-SP-0910-002 | PA
PROCESS DATA SHEET FOR STRIPPER REFLUX PUMPS - 02-P-004 A/B | 079254C-1C02-SP-0910-003 | PA
PROCESS DATA SHEET FOR STRIPPER BOTTOM PUMPS - 02-P-005 A/B | 079254C-1C02-SP-0910-004 | PA
DATA SHEET FOR DHT HYDROCARBON DRAIN PUMPS 02-P-006A/B | 079254C-1C02-SP-0910-005 | PA
DATA SHEET FOR BACKWASH PUMPS 02-P-010A/B | 079254C-1C02-SP-0910-006 | PA
PROCESS DATA SHEET FOR HP WASHING WATER PUMPS - 02-P-002 A/B | 079254C-1C02-SP-0920-001 | PA
PROCESS DATA SHEET FOR CONTROL VALVES | 079254C-1C02-SP-1500-041 | PA
PROCESS DATA SHEET FOR AUTOMATIC ON/OFF VALVE | 079254C-1C02-SP-1500-043 | PA
PROCESS DATA SHEET FOR SAFETY VALVE PSV 0001 | 079254C-1C02-SP-1500-045 | PA
PROCESS DATA SHEET FOR FLOW ELEMENT | 079254C-1C02-SP-1500-047 | PA
DATA SHEET FOR ANALYSERS 02-AT-5001 | 079254C-1C02-SP-1560-001 | PA
DATA SHEET FOR ANALYSERS 02-AT-5002 | 079254C-1C02-SP-1560-002 | PA
DATA SHEET FOR ANALYSERS 02-AE-001/AI-0001/AT-0001 | 079254C-1C02-SP-1560-003 | PA
DATA SHEET FOR ANALYSERS 02-AE-002/02-AT-0002/02-AI-0002 | 079254C-1C02-SP-1560-004 | PA
DATA SHEET FOR CHEMICAL DOSING SYSTEMS DISTILLATE HYDROTREATER UNIT CORROSION INJECTION PACKAGE - 02-PK-001 | 079254C-1C02-SP-4046-01 | PA
DATA SHEET FOR CHEMICAL DOSING SYSTEMS DISTILLATE HYDROTREATER UNIT ANTIFOULING AGENT INJECTION PACKAGE - 02-PK-002 | 079254C-1C02-SP-4046-02 | PA
DATA SHEET FOR CHEMICAL DOSING SYSTEMS DISTILLATE HYDROTREATER UNIT ANTIFOULING AGENT INJECTION PACKAGE - 02-PK-003 | 079254C-1C02-SP-4046-03 | PA
PROCESS DATA SHEET FOR COKER FRACTIONATOR 05-T-001 | 079254C-1D05-SP-0510-001 | PC
PROCESS DATA SHEET FOR LCGO STRIPPER/HCGO STRIPPER 05-T-002/05-T-003 | 079254C-1D05-SP-0510-002 | PB
PROCESS DATA SHEET FOR SPONGE OIL ABSORBER & PRESATURATOR DRUM 05-T-012 & 05-V-028 | 079254C-1D05-SP-0510-003 | PB
PROCESS DATA SHEET FOR BLOWDOWN QUENCH TOWER 05-T-004 | 079254C-1D05-SP-0510-004 | PB
PROCESS DATA SHEET FOR ABSORBER & STRIPPER 05-T-007 & 05-T-008 | 079254C-1D05-SP-0510-005 | PB
PROCESS DATA SHEET FOR DEBUTANIZER 05-T-009 | 079254C-1D05-SP-0510-006 | PB
PROCESS DATA SHEET FOR HCGO PA/IP STEAM GENERATOR - 05-E-001 | 079254C-1D05-SP-0610-001 | PB
PROCESS DATA SHEET FOR HCGO PA/FEED EXCHANGER - 05-E-002 A/B | 079254C-1D05-SP-0610-002 | PB
PROCESS DATA SHEET FOR HCGO PRODUCT/FEED EXCHANGER - 05-E-003 A/B/C | 079254C-1D05-SP-0610-003 | PB
PROCESS DATA SHEET FOR FRACTIONATOR TRIM CONDENSER - 05-E-004 A/B | 079254C-1D05-SP-0610-004 | PB
PROCESS DATA SHEET FOR HEAVY SLOP OIL RECYCLE EXCHANGER - 05-E-005 | 079254C-1D05-SP-0610-005 | PB
PROCESS DATA SHEET FOR HHGO PA/IP STEAM GENERATOR - 05-E-006 | 079254C-1D05-SP-0610-006 | PB
PROCESS DATA SHEET FOR HHGO QUENCH/IP STEAM GENERATOR - 05-E-007 | 079254C-1D05-SP-0610-007 | PB
PROCESS DATA SHEET FOR HCGO PRODUCT/NAPHTHA RECYCLE EXCHANGER - 05-E-008 A/B/C | 079254C-1D05-SP-0610-008 | PB
PROCESS DATA SHEET FOR LCGO PRODUCT/RICH SPONGE OIL EXCHANGER - 05-E-009 A/B | 079254C-1D05-SP-0610-009 | PA
PROCESS DATA SHEET FOR COMPRESSOR INTERSTAGE COOLER - 05-E-010 | 079254C-1D05-SP-0610-010 | PB
PROCESS DATA SHEET FOR ABSORBER OVERHEAD GAS COOLER - 05-E-024 | 079254C-1D05-SP-0610-011 | PB
PROCESS DATA SHEET FOR RECONTACT COOLER - 05-E-012 | 079254C-1D05-SP-0610-012 | PB
PROCESS DATA SHEET FOR LCGO PRODUCT CW COOLER - 05-E-025 | 079254C-1D05-SP-0610-013 | PB
PROCESS DATA SHEET FOR LEAN NAPHTHA CW COOLER - 05-E-014 | 079254C-1D05-SP-0610-014 | PA
PROCESS DATA SHEET FOR STRIPPER UPPER REBOILER - 05-E-015 | 079254C-1D05-SP-0610-015 | PB
PROCESS DATA SHEET FOR STRIPPER REBOILER - 05-E-016 | 079254C-1D05-SP-0610-016 | PB
PROCESS DATA SHEET FOR LCGO PA/LP STEAM GENERATOR - 05-E-030 | 079254C-1D05-SP-0610-017 | PB
PROCESS DATA SHEET FOR DEBUTANIZER REBOILER - 05-E-018 | 079254C-1D05-SP-0610-018 | PA
PROCESS DATA SHEET FOR DEBUTANIZER CONDENSER - 05-E-019 | 079254C-1D05-SP-0610-019 | PA
PROCESS DATA SHEET FOR SLUDGE HOLDING TANK HEATER - 05-E-038 | 079254C-1D05-SP-0610-020 | PA
PROCESS DATA SHEET FOR LIGHT SLOP OIL COOLER - 05-E-037 | 079254C-1D05-SP-0630-001 | PA
DATA SHEET FOR FRACTIONATOR CONDENSER - 05-E-054 | 079254C-1D05-SP-0710-001 | PB
DATA SHEET FOR QUENCH TOWER OVERHEAD CONDENSER - 05-E-055 | 079254C-1D05-SP-0710-002 | PB
PROCESS DATA SHEET FOR HCGO PRODUCT COOLER 05-E-051 A/B | 079254C-1D05-SP-0710-003 | PB
PROCESS DATA SHEET FOR LCGO PRODUCT AIR COOLER 05-E-052 A-D | 079254C-1D05-SP-0710-004 | PB
PROCESS DATA SHEET FOR LEAN NAPHTHA AIR COOLER 05-E-056 | 079254C-1D05-SP-0710-005 | PB
PROCESS DATA SHEET FOR HEAVY SLOP OIL COOLER 05-E-059 | 079254C-1D05-SP-0710-006 | PB
PROCESS DATA SHEET FOR COMPRESSOR DISCHARGE COOLER 05-E-061 | 079254C-1D05-SP-0710-007 | PB
PROCESS DATA SHEET FOR FLASH DRUM COOLER 05-E-065 | 079254C-1D05-SP-0710-008 | PB
PROCESS DATA SHEET FOR COKE DRUM 05-V-001/002 | 079254C-1D05-SP-0810-001 | PA
PROCESS DATA SHEET FOR MP CONDENSATE FLASH DRUM 005-V-029 | 079254C-1D05-SP-0810-002 | PA
PROCESS DATA SHEET FOR BLOWDOWN TANK (10) 05-V-030 | 079254C-1D05-SP-0810-003 | PA
PROCESS DATA SHEET FOR LCGO FLUSH OIL DRUM 05-V-033 | 079254C-1D05-SP-0810-004 | PB
PROCESS DATA SHEET FOR HC CLOSED DRAIN DRUM (1,2,14) | 079254C-1D05-SP-0810-005 | PB
PROCESS DATA SHEET FOR LP CONDENSATE FLASH DRUM (13) | 079254C-1D05-SP-0810-006 | PA
PROCESS DATA SHEET FOR FRACTIONATOR REFLUX DRUM 05-V-007 | 079254C-1D05-SP-0810-007 | PB
PROCESS DATA SHEET FOR BLOWDOWN SETTLING DRUM 05-V-008 | 079254C-1D05-SP-0810-008 | PB
PROCESS DATA SHEET FOR HSO RECYCLE EXCHANGER CONDENSATE POT 05-V-009 | 079254C-1D05-SP-0810-009 | PA
PROCESS DATA SHEET FOR COMPRESSOR INLET KO DRUM 05-V-010 | 079254C-1D05-SP-0810-010 | PB
PROCESS DATA SHEET FOR COMPRESSOR INTERSTAGE KO DRUM 05-V-011 | 079254C-1D05-SP-0810-011 | PB
PROCESS DATA SHEET FOR RECONTACT DRUM 05-V-012 | 079254C-1D05-SP-0810-012 | PB
PROCESS DATA SHEET FOR FUEL GAS KO DRUM 05-V-013 | 079254C-1D05-SP-0810-013 | PB
PROCESS DATA SHEET FOR PRESATURATOR WATER DRAOFF POT 05-V-021 | 079254C-1D05-SP-0810-014 | PB
PROCESS DATA SHEET FOR DEBUTANIZER REBOILER CONDENSATE POT 05-V-015 | 079254C-1D05-SP-0810-015 | PA
PROCESS DATA SHEET FOR DEBUTANIZER REFLUX DRUM 05-V-016 | 079254C-1D05-SP-0810-016 | PB
PROCESS DATA SHEET FOR FZGO PUMP STRAINERS 05-FL-001 A/B | 079254C-1D05-SP-0841-001 | PA
PROCESS DATA SHEET FOR JET PUMP STRAINER 05-FL-009 | 079254C-1D05-SP-0841-002 | PA
PROCESS DATA SHEET FOR HHGO PA PUMP STRAINERS 05-FL-011 A/B | 079254C-1D05-SP-0841-003 | PB
PROCESS DATA SHEET FOR HHGO WASH OIL STRAINERS 05-FL-012 A/B | 079254C-1D05-SP-0841-004 | PB
PROCESS DATA SHEET FOR HCGO FLUSH OIL FILTERS 05-FL-019 A/B | 079254C-1D05-SP-0841-005 | PB
PROCESS DATA SHEET FOR HSO RECYCLE FILTERS PUMP STRAINERS 05-FL-006 A/B | 079254C-1D05-SP-0841-006 | PA
PROCESS DATA SHEET FOR LCGO FLUSH OIL FILTERS 05-FL-018 A/B | 079254C-1D05-SP-0841-007 | PB
PROCESS DATA SHEET FOR SPONGE OIL COALESCER 05-V-020 | 079254C-1D05-SP-0844-001 | PB
PROCESS DATA SHEET FOR FUEL GAS COALESCER FILTER 05-FL-017 A/B | 079254C-1D05-SP-0844-002 | PB
PROCESS DATA SHEET FOR SLUDGE HOLDING TANK CARBON BED FILTER 05-V-026 | 079254C-1D05-SP-0848-001 | PA
PROCESS DATA SHEET FOR COMPRESSOR INLET KO DRUM EDUCTORS 05-J-001 A/B | 079254C-1D05-SP-0852-001 | PB
PROCESS DATA SHEET FOR COKE DRUM 1 EJECTOR/COKE DRUM 2 RJRCTOR 05-J-002/05-J-003 | 079254C-1D05-SP-0852-002 | PA
PROCESS DATA SHEET FOR CBS OFF-GAS EJECTOR 05-J-012 | 079254C-1D05-SP-0852-003 | PB
PROCESS DATA SHEET FOR CLOSED DRAIN EJECTOR 05-J-013 | 079254C-1D05-SP-0852-004 | PB
PROCESS DATA SHEET FOR LSO/WATER EDUCTOR 05-J-014 | 079254C-1D05-SP-0852-005 | PB
DATA SHEET FOR 05-E-038 MP STEAM DESUPERHEATER 05-DS-001 | 079254C-1D05-SP-0853-001 | PB
DATA SHEET FOR HP STEAM DESUPERHEATER 05-DS-002 | 079254C-1D05-SP-0853-002 | PB
DATA SHEET FOR 05-H-001 LP STEAM DESUPERHEATER 05-DS-003 | 079254C-1D05-SP-0853-003 | PB
PROCESS DATA SHEETS FOR HCGO PA PUMPS - 05-P-002A/B | 079254C-1D05-SP-0910-002 | PA
PROCESS DATA SHEETS FOR FZGO PUMPS - 05-P-003 A/B | 079254C-1D05-SP-0910-003 | PB
PROCESS DATA SHEETS FOR HCGO PRODUCT PUMPS - 05-P-004 A/B | 079254C-1D05-SP-0910-004 | PB
PROCESS DATA SHEETS FOR LCGO PA PUMPS - 05-P-005 A/B | 079254C-1D05-SP-0910-005 | PB
PROCESS DATA SHEETS FOR LCGO PRODUCT PUMPS - 05-P-006 A/B | 079254C-1D05-SP-0910-006 | PA
PROCESS DATA SHEETS FOR FRACTIONATOR REFLUX PUMPS - 05-P-007 A/B | 079254C-1D05-SP-0910-007 | PB
PROCESS DATA SHEETS FOR FRACTIONATOR REFLUX DRUM WATER PUMPS - 05-P-008 | 079254C-1D05-SP-0910-008 | PB
PROCESS DATA SHEETS FOR CLEAR WATER SUMP PUMPS - 05-P-009 A/B | 079254C-1D05-SP-0910-009 | PB
PROCESS DATA SHEETS FOR HEAVY SLOP OIL RECYCLE PUMPS - 05-P-010 A/B | 079254C-1D05-SP-0910-010 | PA
PROCESS DATA SHEETS FOR CONDENSED BLOWDOWN WATER PUMPS - 05-P-011 A/B | 079254C-1D05-SP-0910-011 | PB
PROCESS DATA SHEETS FOR LIGHT SLOP OIL PUMPS - 05-P-012 A/B | 079254C-1D05-SP-0910-012 | PB
PROCESS DATA SHEETS FOR QUEMCH WATER PUMPS - 05-P-013 A/B | 079254C-1D05-SP-0910-013 | PA
PROCESS DATA SHEETS FOR FURNACE CHARGE PUMPS - 05-P-001 A/B | 079254C-1D05-SP-0910-014 | PA
PROCESS DATA SHEETS FOR QUENCH WATER TANK PUMPS - 05-P-015 A/B | 079254C-1D05-SP-0910-015 | PA
PROCESS DATA SHEETS FOR DEBUTANIZER REFLUX PUMPS - 05-P-028 A/B | 079254C-1D05-SP-0910-016 | PB
PROCESS DATA SHEETS FOR HHGO PA PUMPS - 05-P-017 A/B | 079254C-1D05-SP-0910-017 | PB
PROCESS DATA SHEETS FOR NAPHTHA RECYCLE PUMPS - 05-P-018 A/B | 079254C-1D05-SP-0910-018 | PB
PROCESS DATA SHEETS FOR PRESATURATED LEAN OIL PUMPS - 05-P-033 A/B | 079254C-1D05-SP-0910-019 | PB
PROCESS DATA SHEETS FOR INTERSTAGE DRUM WATER PUMPS - 05-P-020 A/B | 079254C-1D05-SP-0910-020 | PC
PROCESS DATA SHEETS FOR INTERSTAGE DRUM NAPHTHA PUMPS - 05-P-021 A/B | 079254C-1D05-SP-0910-021 | PB
PROCESS DATA SHEETS FOR LCGO FLUSH OIL PUMPS - 05-P-043 A/B | 079254C-1D05-SP-0910-022 | PB
PROCESS DATA SHEETS FOR HC CLOSED DRAIN DRUM PUMP - 05-P-044 | 079254C-1D05-SP-0910-023 | PB
PROCESS DATA SHEETS FOR STEAM CONDENSATE PUMPS - 05-P-045 A/B | 079254C-1D05-SP-0910-024 | PB
PROCESS DATA SHEETS FOR STRIPPER FEED PUMPS - 05-P-025 A/B | 079254C-1D05-SP-0910-025 | PB
PROCESS DATA SHEETS FOR DEBUTANIZER BOTTOMS PUMPS - 05-P-026 A/B | 079254C-1D05-SP-0910-026 | PA
PROCESS DATA SHEETS FOR STRIPPER BOTTOMS PUMPS - 05-P-027 A/B | 079254C-1D05-SP-0910-027 | PB
PROCESS DATA SHEETS FOR SLUDGE CONTAINMENT AREA PUMPS - 05-P-040 | 079254C-1D05-SP-0930-001 | PB
PROCESS DATA SHEETS FOR SLUDGE CIRCULATION PUMP - 05-P-041 | 079254C-1D05-SP-0930-002 | PA
PROCESS DATA SHEETS FOR SLUDGE TRANSFER PUMPS - 05-P-042 A/B | 079254C-1D05-SP-0930-003 | PA
DATA SHEET FOR WET GAS COMPRESSOR 05-K-001 | 079254C-1D05-SP-1011-001 | PC
PROCESS DATA SHEET FOR CONTROL VALVES | 079254C-1D05-SP-1500-041 | PA
PROCESS DATA SHEET FOR AUTOMATIC ON/OFF VALVES | 079254C-1D05-SP-1500-043 | PB
PROCESS DATA SHEET FOR MOTORIZED ON/OFF VALVES | 079254C-1D05-SP-1500-044 | PB
PROCESS DATA SHEETS FOR PRESSURE SAFETY VALVES | 079254C-1D05-SP-1500-045 | PB
PROCESS DATA SHEETS FOR FLOW INSTRUMENT | 079254C-1D05-SP-1500-047 | PA
PROCESS DATA SHEET FOR ANALYSERS - 05-AE-1003 | 079254C-1D05-SP-1560-001 | PA
PROCESS DATA SHEET FOR ANALYSERS - 05-AE-1024 | 079254C-1D05-SP-1560-002 | PA
PROCESS DATA SHEET FOR ANALYSERS - 05-AE-1058 | 079254C-1D05-SP-1560-003 | PA
PROCESS DATA SHEET FOR ANALYSERS - 05-AE-1521 | 079254C-1D05-SP-1560-004 | PA
PROCESS DATA SHEET FOR ANALYSERS - 05-AE-1522 | 079254C-1D05-SP-1560-005 | PA
PROCESS DATA SHEET FOR ANALYSERS - 05-AE-1523 | 079254C-1D05-SP-1560-006 | PA
PROCESS DATA SHEET FOR ANALYSERS - 05-AE-1524 | 079254C-1D05-SP-1560-007 | PA
PROCESS DATA SHEET FOR ANALYSERS - 05-AE-1621 | 079254C-1D05-SP-1560-008 | PA
PROCESS DATA SHEET FOR ANALYSERS - 05-AE-1622 | 079254C-1D05-SP-1560-009 | PA
PROCESS DATA SHEET FOR ANALYSERS - 05-AE-1623 | 079254C-1D05-SP-1560-010 | PA
PROCESS DATA SHEET FOR ANALYSERS - 05-AE-1624 | 079254C-1D05-SP-1560-011 | PA
PROCESS DATA SHEET FOR ANALYSERS - 05-AE-1721 | 079254C-1D05-SP-1560-012 | PA
PROCESS DATA SHEET FOR ANALYSERS - 05-AE-1722 | 079254C-1D05-SP-1560-013 | PA
PROCESS DATA SHEET FOR ANALYSERS - 05-AE-1723 | 079254C-1D05-SP-1560-014 | PA
PROCESS DATA SHEET FOR ANALYSERS - 05-AE-1724 | 079254C-1D05-SP-1560-015 | PA
PROCESS DATA SHEET FOR ANALYSERS - 05-AT-7711 | 079254C-1D05-SP-1560-016 | PA
PROCESS DATA SHEET FOR QUENCH WATER STORAGE TANK - 05-TK-001 | 079254C-1D05-SP-2520-001 | PA
PROCESS DATA SHEET FOR SLUDGE HOLDING TANK - 05-TK-002 | 079254C-1D05-SP-2520-002 | PA
PROCESS DATA SHEET FOR PHOSPHATE INJECTION PACKAGE 05-PK-009 | 079254C-1D05-SP-4046-001 | PB
PROCESS DATA SHEET FOR ANTIFOAM SYSTEM 05-PK-001 | 079254C-1D05-SP-4046-002 | PB
PROCESS DATA SHEET FOR SLUDGE HOLDING TANK MIXER - 05-MX-001 | 079254C-1D05-SP-4261-001 | PC
DATA SHEET FOR AMINE SOUR GAS ABSORBER 09-T-001 | 079254C-1E09-SP-0510-001 | PA
DATA SHEET FOR CAUSTIC SCRUBBER 09-T-002 | 079254C-1E09-SP-0510-002 | PA
DATA SHEET FOR AMINE REGENERATOR 09-T-003 | 079254C-1E09-SP-0510-003 | PA
DATA SHEET FOR AMINE SOUR GAS ABSORBER 09-T-001 | 079254C-1E09-SP-0570-001 | PA
DATA SHEET FOR AMINE REGENERATOR 09-T-003 | 079254C-1E09-SP-0570-003 | PA
DATA SHEET FOR CAUSTIC SCRUBBER 09-T-002 | 079254C-1E09-SP-0580-002 | PA
PROCESS DATA SHEET FOR RICH/LEAN AMINE EXCHANGER - 09-E-001 A/B | 079254C-1E09-SP-0610-001 | PA
PROCESS DATA SHEET FOR AMINE REGENERATOR REBOILER - 09-E-002 A/B | 079254C-1E09-SP-0610-002 | PA
PROCESS DATA SHEET FOR LEAN AMINE TRM COOLER - 09-E-004 | 079254C-1E09-SP-0610-003 | PA
PROCESS DATA SHEET FOR BFW TRIM COOLER - 09-E-006 | 079254C-1E09-SP-0630-001 | PA
DATA SHEET FOR LEAN AMINE AIR COOLER 09-E-003 | 079254C-1E09-SP-0710-001 | PA
DATA SHEET FOR AMINE REGENERATOR OVHD AIR CONDENSER 09-E-005 | 079254C-1E09-SP-0710-002 | PA
DATA SHEET FOR RICH AMINE FLASH DRUM 09-V-001 | 079254C-1E09-SP-0810-001 | PA
DATA SHEET FOR REGENERATOR REFLUX DRUM 09-V-002 | 079254C-1E09-SP-0810-002 | PA
PROCESS DATA SHEET FOR AMINE CLOSED DRAIN DRUM 09-V-003 | 079254C-1E09-SP-0810-003 | PA
PROCESS DATA SHEET FOR AMINE FILTERS 09-FL-001 A/B | 079254C-1E09-SP-0841-001 | PA
PROCESS DATA SHEET FOR CARBON FILTER 09-FL-002 | 079254C-1E09-SP-0841-002 | PA
PROCESS DATA SHEET FOR AMINE AFTER FILTER 09-FL-003 | 079254C-1E09-SP-0841-003 | PA
PROCESS DATA SHEET FOR AMINE DRAINS FILTER 09-FL-004 | 079254C-1E09-SP-0841-004 | PA
DATA SHEET FOR CARBON CANISTER 09-FL-005 | 079254C-1E09-SP-0841-005 | PA
DATA SHEET FOR AMINE DRAIN DRUM PIT STEAM EJECTOR 09-J-001 | 079254C-1E09-SP-0852-001 | PA
PROCESS DATA SHEET FOR LPS DESUPERHEATER 09-DS-001 | 079254C-1E09-SP-0853-001 | PA
DATA SHEET FOR RICH AMINE FEED PUMPS 09-P-001A/B | 079254C-1E09-SP-0910-001 | PA
DATA SHEET FOR LEAN AMINE PRODUCT PUMPS 09-P-002A/B | 079254C-1E09-SP-0910-002 | PA
DATA SHEET FOR REGENERATOR REFLUX PUMPS 09-P-003A/B | 079254C-1E09-SP-0910-003 | PA
DATA SHEET FOR SLOP OIL PUMP 09-P-004 | 079254C-1E09-SP-0910-004 | PA
DATA SHEET FOR AMINE STORAGE TANK PUMPS 09-P-005 A/B | 079254C-1E09-SP-0910-005 | PA
DATA SHEET FOR CAUSTIC SODA CIRCULATION AND WASH WATER CIRCULATION PUMPS 09-P-006A/B/C | 079254C-1E09-SP-0910-006 | PA
DATA SHEET FOR AMINE CLOSED DRAIN PUMPS 09-P-008 A/B | 079254C-1E09-SP-0910-007 | PA
PROCESS DATA SHEET FOR CONTROL VALVES | 079254C-1E09-SP-1500-041 | PA
PROCESS DATA SHEET FOR AUTOMATIC ON/OFF VALVES | 079254C-1E09-SP-1500-043 | PA
PROCESS DATA SHEET FOR PRESSURE SAFETY VALVES | 079254C-1E09-SP-1500-045 | PA
PROCESS DATA SHEET FOR FLOW INSTRUMENTS | 079254C-1E09-SP-1500-047 | PA
PROCESS DATA SHEET FOR ANALYSERS - 09-AT-0001 | 079254C-1E09-SP-1560-001 | PA
PROCESS DATA SHEET FOR ANALYSERS - 09-AT-0081 | 079254C-1E09-SP-1560-002 | PA
DATA SHEET FOR AMINE STORAGE TANK 09-TK-001 | 079254C-1E09-SP-2520-001 | PA
DATA SHEET FOR ANTIFOAM INJECTION PACKAGE 09-PK-001 | 079254C-1E09-SP-4046-001 | PA
PROCESS DATA SHEET FOR SOUR WATER STRIPPER - 10-T-101/10-T-201 | 079254C-1E10-SP-0510-001 | PA
PROCESS DATA SHEET FOR CAUSTIC SCRUBBER - 10-T-001 | 079254C-1E10-SP-0510-002 | PA
PROCESS DATA SHEET FOR SOUR WATER STRIPPER - 10-T-101/10-T-201 | 079254C-1E10-SP-0570-001 | PA
PROCESS DATA SHEET FOR CAUSTIC SCRUBBER - 10-T-001 | 079254C-1E10-SP-0580-001 | PA
PROCESS DATA SHEET FOR SOUR WATER/STRIPPER WATER EXCHANGERS - 10-E-101/10-E-201 | 079254C-1E10-SP-0610-001 | PA
PROCESS DATA SHEET FOR SOUR WATER STRIPPER REBOILER - 10-E-102/10-E-202 | 079254C-1E10-SP-0610-002 | PA
PROCESS DATA SHEET FOR STRIPPER WATER TRIM COOLER - 10-E-104/10-E-204 | 079254C-1E10-SP-0610-003 | PA
PROCESS DATA SHEET FOR STRIPPED WATER AIR COOLER - 10-E-103/10E-203 | 079254C-1E10-SP-0710-001 | PA
PROCESS DATA SHEET FOR SWS PUMPAROUND AIR COOLER 10-E-105/10-E-205 | 079254C-1E10-SP-0710-002 | PA
PROCESS DATA SHEET FOR SOUR WATER STRIPPER FEED DRUM -10-V-101/10-V-201 | 079254C-1E10-SP-0810-001 | PA
PROCESS DATA SHEET FOR SOUR WATER DRAIN DRUM -10-V-001 | 079254C-1E10-SP-0810-002 | PB
DATA SHEET FOR SIMPLE EJECTORS 10-J-001 | 079254C-1E10-SP-0852-001 | PA
PROCESS DATA SHEET FOR DESUPERHEATER 10-DS-101/10-DS-201 | 079254C-1E10-SP-0853-001 | PB
DATA SHEET FOR SOUR WATER FLASH DRUM PUMPS 10-P-101 A/B-10-P-201 A/B | 079254C-1E10-SP-0910-001 | PA
DATA SHEET FOR SWS PUMPAROUND PUMPS 10-P-102 A/B-10-P-202 A/B | 079254C-1E10-SP-0910-002 | PA
DATA SHEET FOR SOUR WATER STRIPPER BTMS PUMPS 10-P-103 A/B-10-P-203 A/B | 079254C-1E10-SP-0910-003 | PA
DATA SHEET FOR SOUR WATER TANK PUMPS 10-P-104 A/B-10-P-204 A/B | 079254C-1E10-SP-0910-004 | PA
DATA SHEET FOR SLOP OIL PUMPS - 10-P-105/10-P-205 | 079254C-1E10-SP-0910-005 | PA
DATA SHEET FOR CAUSTIC RECIRCULATION PUMPS 10-P-001 A/B | 079254C-1E10-SP-0910-006 | PA
DATA SHEET FOR SOUR WATER DRAIN PUMP 10-P-002 | 079254C-1E10-SP-0910-007 | PA
PROCESS DATA SHEET FOR CONTROL VALVES | 079254C-1E10-SP-1500-041 | PA
PROCESS DATA SHEET FOR AUTOMATIC ON/OFF VALVES | 079254C-1E10-SP-1500-043 | PA
PROCESS DATA SHEET FOR PRESSURE SAFETY VALVES | 079254C-1E10-SP-1500-045 | PB
PROCESS DATA SHEET FOR FLOW INSTRUMENTS | 079254C-1E10-SP-1500-047 | PB
PROCESS DATA SHEET FOR ANALYSERS - 10-AE-0101/10-AE-0201 | 079254C-1E10-SP-1560-001 | PA
PROCESS DATA SHEET FOR SOUR WATER STRIPPER FEED TANK - 10-TK-101/10-TK-201 | 079254C-1E10-SP-2520-01 | PB
PROCESS DATA SHEET FOR PRIMARY EQUALIZATION BASIN 52-BA-006 A/B | 079254C-1F52-SP-0271-001 | PA
PROCESS DATA SHEET FOR SECONDARY EQUALIZATION BASIN 52-BA-201 | 079254C-1F52-SP-0271-002 | PA
PROCESS DATA SHEET FOR CLARIFIED WATER BASIN 52-BA-207 | 079254C-1F52-SP-0271-003 | PA
PROCESS DATA SHEET FOR FINAL BASIN 52-BA-401 A/B | 079254C-1F52-SP-0271-004 | PA
PROCESS DATA SHEET FOR DISINFECTION CONTACT BASIN 52-BA-402/403 | 079254C-1F52-SP-0271-005 | PB
PROCESS DATA SHEET FOR RETENTION POND 52-BA-801 | 079254C-1F52-SP-0271-006 | PA
PROCESS DATA SHEET FOR OIL COLLECTION BASIN 52-BA-003 | 079254C-1F52-SP-0271-007 | PA
PROCESS DATA SHEET FOR API SLUDGE COLLECTION BASIN 52-BA-004 | 079254C-1F52-SP-0271-008 | PA
PROCESS DATA SHEET FOR DAF FROTH COLLECTION BASIN 52-BA-104 | 079254C-1F52-SP-0271-009 | PA
PROCESS DATA SHEET FOR BIOLOGICAL SLUDGE BASIN 52-BA-206 | 079254C-1F52-SP-0271-010 | PA
PROCESS DATA SHEET FOR THICKENING SUPERNATANT BASIN 52-BA-502 | 079254C-1F52-SP-0271-011 | PA
PROCESS DATA SHEET FOR DEWATERING SUPERNATANT BASIN 52-BA-503 | 079254C-1F52-SP-0271-012 | PA
DUTY SPECIFICATION FOR API GRAVITY SEPARATOR 52-PK-002 A/B | 079254C-1F52-SP-0273-001 | PA
DUTY SPECIFICATION FOR FLOTATOR (PH-CH AND DAF) PACKAGE 52-PK-101 A/B | 079254C-1F52-SP-0276-001 | PB
DUTY SPECIFICATION FOR SLUDGE THICKENING PACKAGE 52-PK-501 | 079254C-1F52-SP-0278-001 | PA
PROCESS DATA SHEET FOR DAF EFFLUENT WATER COOLING 52-E-201 | 079254C-1F52-SP-0661-001 | PA
PROCESS DATA SHEET FOR SPENT CAUSTIC STORAGE DRUM 52-V-001 | 079254C-1F52-SP-0812-001 | PB
DATA SHEET FOR PRESSURIZED VESSEL FOR SANITARY WATER SANIFICATION - 52-V-601 | 079254C-1F52-SP-0812-002 | PA
PROCESS DATA SHEET FOR CONTINUOUS SPENT CAUSTIC FEED DRUM 52-V-002 | 079254C-1F52-SP-0812-003 | PB
DATA SHEET FOR SLOP OIL PUMP 52-P-001 A/B | 079254C-1F52-SP-0910-001 | PA
DATA SHEET FOR API SOLIDS EXTRACTION PUMP 52-P-002 A/B | 079254C-1F52-SP-0910-002 | PB
DATA SHEET FOR CHEMICAL TREATMENT FEED PUMP 52-P-005 A/B | 079254C-1F52-SP-0910-003 | PA
DATA SHEET FOR DAF EFFLUENT PUMP 52-P-101 A/B | 079254C-1F52-SP-0910-004 | PA
DATA SHEET FOR BIOLOGICAL FEED PUMP 52-P-201 A/B | 079254C-1F52-SP-0910-005 | PA
DATA SHEET FOR EXCESS BIOLOGICAL SLUDGE PUMP 52-P-204 A/B | 079254C-1F52-SP-0910-006 | PA
DATA SHEET FOR SAND FILTER FEED PUMP 52-P-301 A/B | 079254C-1F52-SP-0910-007 | PA
DATA SHEET FOR TREATED WATER PUMP 52-P-401 A/B | 079254C-1F52-SP-0910-008 | PA
DATA SHEET FOR FINAL PUMP 52-P-402 A/B | 079254C-1F52-SP-0910-009 | PA
DATA SHEET FOR THICKENING SUPERNATANT PUMP 52-P-502 A/B | 079254C-1F52-SP-0910-010 | PA
DATA SHEET FOR DEWATERING SUPERNATANT PUMP 52-P-504 A/B | 079254C-1F52-SP-0910-011 | PA
DATA SHEET FOR RETENTION POND PUMP 52-P-801 A/B | 079254C-1F52-SP-0910-012 | PA
DATA SHEET FOR DAF SLUDGE EXTRATION PUMP | 079254C-1F52-SP-0930-014 | PA
DATA SHEET FOR DAF FROTH PUMP | 079254C-1F52-SP-0930-015 | PA
DATA SHEET FOR THICKENED SLUDGE PUMP | 079254C-1F52-SP-0930-016 | PA
DATA SHEET FOR SLUDGE TO DCU PUMP | 079254C-1F52-SP-0930-017 | PA
DATA SHEET FOR PRETREATMENT SPENT CAUSTIC FEED PUMP | 079254C-1F52-SP-0940-013 | PA
DATA SHEET FOR CONTINUOUS SPENT CAUSTIC FEED PUMP | 079254C-1F52-SP-0940-018 | PA
DATA SHEET FOR FINAL AERATION BLOWER 52-K-401 A/B | 079254C-1F52-SP-1040-001 | PB
PROCESS DATA SHEET FOR AUTOMATIC ON/OFF VALVES | 079254C-1F52-SP-1500-043 | PA
PROCESS DATA SHEET FOR SAFETY VALVES | 079254C-1F52-SP-1500-045 | PA
PROCESS DATA SHEET FOR AUTOMATIC ON/OFF VALVES | 079254C-1F52-SP-1500-047 | PA
PROCESS DATA SHEET FOR NAOH STORAGE AND DOSING SYSTEM 52-PK-701 | 079254C-1F52-SP-4046-001 | PA
PROCESS DATA SHEET FOR FES04 STORAGE AND DOSING SYSTEM 52-PK-702 | 079254C-1F52-SP-4046-002 | PA
PROCESS DATA SHEET FOR POLYELECTROLYTE STORAGE AND DOSING SYSTEM FOR FLOCCULATION 52-PK-703 | 079254C-1F52-SP-4046-003 | PA
PROCESS DATA SHEET FOR COAGULANT STORAGE AND DOSING SYSTEM 52-PK-704 | 079254C-1F52-SP-4046-004 | PA
PROCESS DATA SHEET FOR SULPHURIC ACID STORAGE AND DOSING SYSTEM 52-PK-705 | 079254C-1F52-SP-4046-005 | PA
PROCESS DATA SHEET FOR HYPOCHLORITE STORAGE AND DOSING SYSTEM 52-PK-707 | 079254C-1F52-SP-4046-006 | PA
DUTY SPEC. FOR SLUDGE DEWATERING PACKAGE 52-PK-502 A/B & POLYELECTROLYTE STOR.& DOSING SYSTEM FOR SLUDGE DEWAT.52-PK-708 | 079254C-1F52-SP-4210-001 | PA
DATA SHEET FOR PRIMARY EQUALIZATION MIXER 52-MX-003 A/B | 079254C-1F52-SP-4261-001 | PA
DATA SHEET FOR SECONDARY EQUALIZATION MIXER 52-MX-201 A/B | 079254C-1F52-SP-4261-002 | PA
DATA SHEET FOR DISINFECTION CONTACT BASIN MIXER 52-MX-401 | 079254C-1F52-SP-4261-003 | PA
PSV/RD SUMMARY OF RATES UNIT 00 UTILITY AREA G00 UNITS (33/34) | 079254C-1G00-NM-0006-001 | A
DATA SHEET FOR LPS HEADER VENT SILENCER 37-SL-001 | 079254C-1G00-SP-0836-001 | PA
DATA SHEET FOR HPS/MPS DESUPERHEATERS 00-DS-001 | 079254C-1G00-SP-0853-001 | PA
PROCESS DATA SHEETS FOR RAW WATER BASIN 30-BA-001 | 079254C-1G30-SP-0271-001 | PA
PROCESS DATA SHEETS FOR SLUDGE PIT 30-BA-002 | 079254C-1G30-SP-0271-002 | PA
PROCESS DATA SHEETS FOR DEWATERING PIT 30-BA-003 | 079254C-1G30-SP-0271-003 | PA
PROCESS DATA SHEETS FOR CLARIFIED WATER PIT 30-BA-004 | 079254C-1G30-SP-0271-004 | PA
DATA SHEET FOR RAW WATER FEED PUMPS 30-P-001 A/B | 079254C-1G30-SP-0910-001 | PA
DATA SHEET FOR THICKENER FEED PUMPS 30-P-002 A/B | 079254C-1G30-SP-0910-002 | PB
DATA SHEET FOR DEWARERING RECYCLE PUMPS 30-P-003 A/B | 079254C-1G30-SP-0910-003 | PB
DATA SHEET FOR CLARIFIED WAATER PUMPS 30-P-004 A/B | 079254C-1G30-SP-0910-004 | PA
DATA SHEET FOR THICKENER SLUDGE PUMPS | 079254C-1G30-SP-0910-005 | PA
DATA SHEET FOR DUTY SPECIFICATION FOR DEWATERING PACKAGE 30-PK-007 A/B | 079254C-1G30-SP-4212-001 | PA
DATA SHEET FOR COOLING WATER MAKE UP PUMPS 32-P-001 A/B | 079254C-1G32-SP-0910-001 | PA
DATA SHEET FOR SERVICE WATER PUMPS 32-P-002 A/B | 079254C-1G32-SP-0910-002 | PA
PROCESS DATA SHEET FOR CONTROL VALVES | 079254C-1G32-SP-1500-041 | PA
PROCESS DATA SHEET FOR FLOW INSTRUMENTS | 079254C-1G32-SP-1500-047 | PA
DATA SHEET FOR POTABLE WATER STORAGE TANK 32-TK-001 | 079254C-1G32-SP-2520-001 | PA
DATA SHEET FOR SODIUM HYPOCHLORITE DOSING PACKAGE 32-PK-001 | 079254C-1G32-SP-4046-001 | PA
DATA SHEET FOR COOLING TOWER BASIN 33-BA-001 | 079254C-1G33-SP-0271-001 | PA
DATA SHEET FOR FILTERS BACK-WASH WATER PIT 33-BA-002 | 079254C-1G33-SP-0271-002 | PA
DATA SHEET FOR COOLING WATER SIDE STREAM FILTER 33-FL-001 A/B | 079254C-1G33-SP-0841-001 | PA
DATA SHEET FOR COOLING WATER CIRCULATION PUMPS 33-P-001 A/B/C/D | 079254C-1G33-SP-0910-001 | PA
DATA SHEET FOR BACKWASH TRANSFER PUMPS 33-P-002 A/B | 079254C-1G33-SP-0910-002 | PA
PROCESS DATA SHEET FOR TURIBINE FOR CIRCULATION PUMPS - 33-P-001 A/B | 079254C-1G33-SP-1111-001 | PA
PROCESS DATA SHEET FOR CONTROL VALVES | 079254C-1G33-SP-1500-041 | PA
PROCESS DATA SHEET FOR AUTOMATIC ON/OFF VALVES | 079254C-1G33-SP-1500-043 | PA
PRESSURE SAFETY VALVES PROCESS DATA SHEETS | 079254C-1G33-SP-1500-045 | PA
PROCESS DATA SHEET FOR FLOW INSTRUMENTS | 079254C-1G33-SP-1500-047 | PA
DATA SHEET FOR ANALYSERS 33-AT-0003 | 079254C-1G33-SP-1560-001 | PA
DATA SHEET FOR ANALYSERS 33-AT-0004 | 079254C-1G33-SP-1560-002 | PA
DATA SHEET FOR ANALYSERS 33-AT-0001 | 079254C-1G33-SP-1560-003 | PA
DATA SHEET FOR ANALYSERS 33-AT-0002 | 079254C-1G33-SP-1560-004 | PA
DATA SHEET FOR SULPHURIC ACID INJECTION PACKAGE 33-PK-004 | 079254C-1G33-SP-4046-001 | PA
DATA SHEET FOR SODIUM HYPOCHLORITE INJECTION PACKAGE 33-PK-005 | 079254C-1G33-SP-4046-002 | PA
DATA SHEET FOR BIO-DISPERSANT INJECTION PACKAGE 33-PK-001 | 079254C-1G33-SP-4046-003 | PA
DATA SHEET FOR ANTI-SCALE/DISPERSANT INJECTION PACKAGE 33-PK-002 | 079254C-1G33-SP-4046-004 | PA
DATA SHEET FOR CORROSION INHIBITOR INJECTION PACKAGE 33-PK-003 | 079254C-1G33-SP-4046-005 | PA
DATA SHEET FOR YELLOW METAL CORROSION INHIBITOR INJECTION PACKAGE 33-PK-006 | 079254C-1G33-SP-4046-006 | PA
DATA SHEET FOR SIMPLE EJECTORS 33-EJ-001 A/B | 079254C-1G33-SP-4262-001 | PA
PROCESS CONTROL PHILOSOPHY UNIT 34 POTABLE WATER DISTRIBUTION SYSTEM | 079254C-1G34-CN-0008-001 | A
PROCESS DESCRIPTION UNIT 34 POTABLE WATER DISTRIBUTION SYSTEM | 079254C-1G34-CN-0009-001 | A
INTERLOCK DESCRIPTION UNIT 34 POTABLE WATER DISTRIBUTION SYSTEM | 079254C-1G34-CN-0009-002 | A
UTILITIES CONSUMPTION SUMMARY POTABLE WATER | 079254C-1G34-NM-0003-001 | A
CATALYST & CHEMICALS CONSUMPTION SUMMARY | 079254C-1G34-NM-0004-01 | A
EFFLUENT SUMMARY POTABLE WATER DISTRIBUTION SYSTEM UNIT | 079254C-1G34-NM-0005-001 | A
CAUSE AND EFFECT DIAGRAM POTABLE WATER UNIT | 079254C-1G34-NM-0013-001 | A
PROCESS FLOW DIAGRAMS UNIT 34 POTABLE WATER DISTRIBUTION SYSTEM | 079254C-1G34-PFD-0010-001-01 | A
DPDT DIAGRAM UNIT 34 POTABLE WATER DISTRIBUTION SYSTEM | 079254C-1G34-PFD-0010-004-01 | A
DATA SHEET FOR POTABLE WATER PUMPS 34-P-001 A/B | 079254C-1G34-SP-0910-001 | PA
PROCESS DATA SHEET FOR CONTROL VALVES | 079254C-1G34-SP-1500-041 | PA
DATA SHEET FOR ANALYSERS 34-AT-0101 | 079254C-1G34-SP-1560-001 | PA
DATA SHEET FOR ANALYSERS 34-AT-0102 | 079254C-1G34-SP-1560-002 | PA
DATA SHEET FOR POTABLE WATER STORAGE TANK 34-TK-001 | 079254C-1G34-SP-2520-001 | PA
DATA SHEET FOR SODIUM HYPOCHLORITE DOSING PACKAGE 34-PK-001 | 079254C-1G34-SP-4046-001 | PA
BASIS OF DESIGN FOR DEMINERALIZED WATER UNIT UNIT 35 | 079254C-1G35-CN-0007-001 | B
PROCESS CONTROL PHILOSOPHY UNIT 35 DEMINERALIZED WATER | 079254C-1G35-CN-0008-001 | A
INTERLOCK PROCESS DESCRIPTION UNIT 35 DEMINERALIZED WATER UNIT | 079254C-1G35-CN-0009-002 | A
PROCESS DESCRIPTION UNIT 35 DEMINERALIZED WATER UNIT | 079254C-1G35-CN-0009-01 | A
MATERIAL SELECTION DIAGRAM UNIT 35 DEMINERALIZED WATER ULTRAFILTERATION PACKAGE | 079254C-1G35-MSD-0011-001-01 | A
MATERIAL SELECTION DIAGRAM UNIT 35 DEMINERALIZED WATER REVERSE OSMOSIS | 079254C-1G35-MSD-0011-001-02 | A
MATERIAL SELECTION DIAGRAM UNIT 35 DEMINERALIZED WATER POLISHER | 079254C-1G35-MSD-0011-001-03 | A
MATERIAL SELECTION DIAGRAM UNIT 35 DEMINERALIZED WATER NEUTRALIZATION BASIN | 079254C-1G35-MSD-0011-002-01 | A
MATERIAL SELECTION DIAGRAM UNIT 35 DEMINERALIZED WATER NEUTRALIZATION BASIN | 079254C-1G35-MSD-0011-002-02 | A
UTILITIES CONSUMPTION SUMMARY DEMINERALIZED WATER UNIT (DEMI) | 079254C-1G35-NM-0003-001 | A
EFFLUENT SUMMARY DEMINERALIZED WATER | 079254C-1G35-NM-0005-001 | A
PSV/RD SUMMARY OF RATES UNIT 35 DEMINERALIZED WATER | 079254C-1G35-NM-0006-001 | A
CAUSE AND EFFECT DIAGRAM DEMINERALIZED WATER UNIT | 079254C-1G35-NM-0013-001 | A
PROCESS FLOW DIAGRAMS UNIT 35 DEMINERALIZED WATER ULTRAFILTERATION PACKAGE | 079254C-1G35-PFD-0010-001-01 | B
PROCESS FLOW DIAGRAMS UNIT 35 DEMINERALIZED WATER REVERSE OSMOSIS | 079254C-1G35-PFD-0010-001-02 | A
PROCESS FLOW DIAGRAMS UNIT 35 DEMINERALIZED WATER POLISHER | 079254C-1G35-PFD-0010-001-03 | A
PROCESS FLOW DIAGRAMS UNIT 35 DEMINERALIZED WATERNEUTRALIZATION BASIN | 079254C-1G35-PFD-0010-002-01 | B
DPDT DIAGRAM UNIT 35 DEMINERALIZED WATER ULTRAFILTERATION PACKAGE | 079254C-1G35-PFD-0010-004-01 | A
DPDT DIAGRAM UNIT 35 DEMINERALIZED WATER REVERSE OSMOSIS | 079254C-1G35-PFD-0010-004-02 | A
DPDT DIAGRAM UNIT 35 DEMINERALIZED WATER POLISHER | 079254C-1G35-PFD-0010-004-03 | A
DPDT DIAGRAM UNIT 35 DEMINERALIZED WATER NEUTALIZATION BASIN | 079254C-1G35-PFD-0010-004-04 | A
DATA SHEET FOR NEUTRALIZATION BASIN 35-BA-001-A/B | 079254C-1G35-SP-0271-001 | PA
DATA SHEET FOR 98% SULPHURIC ACID WEEKLY STORAGE VESSEL - 35-V-001 | 079254C-1G35-SP-0810-001 | PA
DATA SHEET FOR DRUMS - 50% CAUSTIC SODA WEEKLY STORAGE VESSELS - 35-V-002 | 079254C-1G35-SP-0810-002 | PA
DATA SHEET FOR POLISHER FEED PUMPS 35-P-002 A/B | 079254C-1G35-SP-0910-001 | PA
DATA SHEET FOR TREATED WATER PUMPS 35-P-003 A/B/C | 079254C-1G35-SP-0910-002 | PA
DATA SHEET FOR NEUTRALIZED WATER PUMPS 35-P-006 A/B/C | 079254C-1G35-SP-0910-003 | PA
DATA SHEET FOR CONTROLLED VOLUME PUMP (API 675-2ND) METRIC UNITS 35-P-004 A/B | 079254C-1G35-SP-0920-001 | PA
DATA SHEET FOR CONTROLLED VOLUME PUMP (API 675-2ND) METRIC UNITS 35-P-005 A/B | 079254C-1G35-SP-0920-002 | PA
DATA SHEET FOR TREATED WATER PUMP TURBINE | 079254C-1G35-SP-1111-001 | PA
PROCESS DATA SHEET FOR CONTROL VALVES | 079254C-1G35-SP-1500-041 | PA
PROCESS DATA SHEET FOR AUTOMATIC ON/OFF VALVES | 079254C-1G35-SP-1500-043 | PA
PRESSURE SAFETY VALVES PROCESS DATA SHEETS | 079254C-1G35-SP-1500-045 | PA
PROCESS DATA SHEET FOR FLOW INSTRUMENTS | 079254C-1G35-SP-1500-047 | PA
DATA SHEET FOR ULTRAFILTERED WATER TANK 35-TK-001 | 079254C-1G35-SP-2520-001 | PA
DATA SHEET FOR POLISHER FEED 35-TK-002 | 079254C-1G35-SP-2520-002 | PA
DATA SHEET FOR TEATED WATER TANK 35-TK-003 | 079254C-1G35-SP-2520-003 | PA
DATA SHEET FOR NEUTALIZED WATER EDUCTORS 35-EJ-001 A/B | 079254C-1G35-SP-4262-001 | PA
DATA SHEET FOR CAUSTIC SODA MIXER 35-MX-001 A/B | 079254C-1G35-SP-4263-001 | PA
DATA SHEET FOR SULPHURIC ACID MIXER 35-MX-002 A/B | 079254C-1G35-SP-4263-002 | PA
BASIS OF DESIGN FOR CONDENSATE COLLECTION AND TREATMENT UNIT 36 & 38 | 079254C-1G36-CN-0007-001 | A
PROCESS CONTROL PHILOSOPHY UNIT 36 CONDENSATE COLLECTION AND TREATMENT UNIT | 079254C-1G36-CN-0008-001 | A
INTERLOCK PROCESS DESCRIPTION UNIT 36 CONDENSATE COLLECTION AND TREATMENT UNIT | 079254C-1G36-CN-0009-002 | A
PROCESS DESCRIPTION UNIT 36 &38 CONDENSATE COLLECTION AND TREATMENT | 079254C-1G36-CN-0009-01 | A
MATERIAL SELECTION DIAGRAM UNIT 36 CONDENSATE TREATMENT | 079254C-1G36-MSD-0011-001-01 | A
MATERIAL SELECTION DIAGRAM UNIT 36 CONDENSATE TREATMENT | 079254C-1G36-MSD-0011-002-01 | A
UTILITIES CONSUMPTION SUMMARY CONDENSATE TREATMENT | 079254C-1G36-NM-0003-001 | A
EFFLUENT SUMMARY CONDENSATE COLLECTION & TREATMENT UNIT | 079254C-1G36-NM-0005-001 | A
PSV/RD SUMMARY OF RATES UNIT 36 CONDENSATE TREATMENT | 079254C-1G36-NM-0006-001 | A
CAUSE AND EFFECT DIAGRAM CONDENSATE COLLECTION & TREATMENT UNIT | 079254C-1G36-NM-0013-001 | A
PROCESS FLOW DIAGRAMS UNIT 36 CONDENSATE TREATMENT | 079254C-1G36-PFD-0010-001-01 | B
PROCESS FLOW DIAGRAMS UNIT 36 CONDENSATE TREATMENT | 079254C-1G36-PFD-0010-002-01 | B
DPDT DIAGRAM UNIT 36 CONDENSATE TREATMENT | 079254C-1G36-PFD-0010-004-01 | A
DPDT DIAGRAM UNIT 36 CONDENSATE TREATMENT | 079254C-1G36-PFD-0010-004-02 | A
DATA SHEET FOR CONDENSATE RECOVERY VESSEL 36V-003 | 079254C-1G36-SP-0217-001 | PA
DATA SHEET FOR CONDENSATE EXCHANGER 36-E-001 | 079254C-1G36-SP-0660-001 | PA
DATA SHEET FOR CONDENSATE COOLER 36-E-002 | 079254C-1G36-SP-0660-002 | PA
DATA SHEET FOR CONDENSATE RECOVERY PUMPS 36-P-002 A/B | 079254C-1G36-SP-0910-001 | PA
PROCESS DATA SHEET FOR CONTROL VALVES | 079254C-1G36-SP-1500-041 | PA
PROCESS DATA SHEET FOR AUTOMATIC ON/OFF VALVES | 079254C-1G36-SP-1500-043 | PA
PRESSURE SAFETY VALVES PROCESS DATA SHETT | 079254C-1G36-SP-1500-045 | PA
PROCESS DATA SHEET FOR FLOW INSTRUMENTS | 079254C-1G36-SP-1500-047 | PA
DATA SHEET FOR ANALYSERS 36-AT-0301 | 079254C-1G36-SP-1560-001 | PA
DATA SHEET FOR ANALYSERS 36-AT-0302 | 079254C-1G36-SP-1560-002 | PA
DATA SHEET FOR ANALYSERS 36-AT-0303 | 079254C-1G36-SP-1560-003 | PA
BASIS OF DESIGN FOR BOILER FEED WATER AND STEAM GENERATION UNIT 37 | 079254C-1G37-CN-0007-001 | A
PROCESS CONTROL PHILOSOPHY UNIT 37 BFW AND STEAM GENERATION UNIT | 079254C-1G37-CN-0008-001 | A
INTERLOCK PROCESS DESCRIPTION UNIT 37 BFW & STEAM GENERATION UNIT | 079254C-1G37-CN-0009-002 | A
PROCESS DESCRIPTION UNIT 37 BOILER FEED WATER AND STEAM GENERATION | 079254C-1G37-CN-0009-01 | A
MATERIAL SELECTION DIAGRAM UNIT 37 BFW AND STEAM GRID DISTRIBUTION | 079254C-1G37-MSD-0011-001-01 | A
MATERIAL SELECTION DIAGRAM UNIT 37 BFW AND STEAM GENERATION DEAERATOR AND BFW PUMPS | 079254C-1G37-MSD-0011-001-02 | A
MATERIAL SELECTION DIAGRAM UNIT 37 BFW AND STEAM GENERATION AUX. BOILER PACKAGE | 079254C-1G37-MSD-0011-001-03 | A
MATERIAL SELECTION DIAGRAM UNIT 37 BFW AND STEAM GENERATION AUX. BOILER PACKAGE | 079254C-1G37-MSD-0011-001-04 | A
UTILITIES CONSUMPTION SUMMARY STEAM AND BFW | 079254C-1G37-NM-0003-001 | A
CATALYST & CHEMICALS CONSUMPTION SUMMARY | 079254C-1G37-NM-0004-01 | A
EFFLUENT SUMMARY BFW & STEAM GENERATION UNIT | 079254C-1G37-NM-0005-001 | A
PSV/RD SUMMARY OF RATES UNIT 37 BFW AND STEAM GENERATION | 079254C-1G37-NM-0006-001 | A
CAUSE AND EFFECT DIAGRAM BFW & STEAM GENERATION UNIT | 079254C-1G37-NM-0013-001 | A
PROCESS FLOW DIAGRAMS UNIT 37 BFW AND STEAM GRID GENERATION | 079254C-1G37-PFD-0010-001-01 | B
PROCESS FLOW DIAGRAMS UNIT 37 BFW AND STEAM GENERATION DEAERATOR & BFW PUMPS | 079254C-1G37-PFD-0010-001-02 | B
PROCESS FLOW DIAGRAMS UNIT 37 BFW AND STEAM GENERATION AUX. BOILER PACKAGE | 079254C-1G37-PFD-0010-001-03 | B
PROCESS FLOW DIAGRAMS UNIT 37 BFW BLOWDOWN SYSTEM AND STEAM GENERATION | 079254C-1G37-PFD-0010-001-04 | B
DPDT DIAGRAM UNIT 37 BFW AND STEAM GRID DISTRIBUTION | 079254C-1G37-PFD-0010-004-01 | A
DPDT DIAGRAM UNIT 37 BFW AND STEAM GENERATION DEAERATOR & BFW PUMPS | 079254C-1G37-PFD-0010-004-02 | A
DPDT DIAGRAM UNIT 37 BFW AND STEAM GENERATION AUX. BOILER PACKAGE | 079254C-1G37-PFD-0010-004-03 | A
DPDT DIAGRAM UNIT 37 BFW BLOWDOWN SYSYTEM AND STEAM GENERATION | 079254C-1G37-PFD-0010-004-04 | A
PROCESS DATA SHEET FOR HP BOILER PACKAGE - 37-PK-004 A/B/C | 079254C-1G37-SP-0152-001 | PA
DATA SHEET FOR DRUMS - CONTINUOS BLOWDOWN DRUM - 37-V-001 | 079254C-1G37-SP-0810-001 | PA
DATA SHEET FOR DRUMS - INTERMITTET BLOWDOWN - 37-V-002 | 079254C-1G37-SP-0832-001 | PA
DATA SHEET FOR OVERFLOW POT 37-V-003 | 079254C-1G37-SP-0832-002 | PA
DATA SHEET FOR DEAERATOR 37-PK-001 | 079254C-1G37-SP-0845-001 | PA
DATA SHEET FOR HPS/ MPS DESUPERHEATERS 37-DS-001 A/B | 079254C-1G37-SP-0853-001 | PA
DATA SHEET FOR HPS/ LPS DESUPERHEATERS 37-DS-002 | 079254C-1G37-SP-0853-002 | PA
DATA SHEET FOR HPS/ LPS DESUPERHEATERS 37-DS-003 A/B | 079254C-1G37-SP-0853-003 | PA
DATA SHEET FOR HP BOILER FEED WATER PUMPS 37-P-001 A/B | 079254C-1G37-SP-0910-001 | PA
DATA SHEET FOR LP BOILER FEED WATER PUMPS 37-P-002 A/B | 079254C-1G37-SP-0910-002 | PA
PROCESS DATA SHEET HP BFW PUMP TURBINE - 37-P-001A | 079254C-1G37-SP-1111-001 | PA
DATA SHEET FOR LP BFW PUMP TURBINE | 079254C-1G37-SP-1111-002 | PA
PROCESS DATA SHEET FOR CONTROL VALVES | 079254C-1G37-SP-1500-041 | PA
PROCESS DATA SHEET FOR AUTOMATIC ON/OFF VALVES | 079254C-1G37-SP-1500-043 | PA
PRESSURE SAFETY VALVES PROCESS DATA SHEETS | 079254C-1G37-SP-1500-045 | PA
PROCESS DATA SHEET FOR FLOW INSTRUMENTS | 079254C-1G37-SP-1500-047 | PA
DATA SHEET FOR ANALYSERS 37-AT-0601 | 079254C-1G37-SP-1560-001 | PA
DATA SHEET FOR ANALYSERS 37-AT-0602 | 079254C-1G37-SP-1560-002 | PA
DATA SHEET FOR ANALYSERS 37-AT-0603 | 079254C-1G37-SP-1560-003 | PA
DATA SHEET FOR ANALYSERS 37-AT-0604 | 079254C-1G37-SP-1560-004 | PA
DATA SHEET FOR ANALYSERS 37-AT-0107/ 0108 /0109 (1, 8) | 079254C-1G37-SP-1560-005 | PA
DATA SHEET FOR PHOSPHATE DOSING PACKAGE 37-PK-005 | 079254C-1G37-SP-4046-001 | PA
DATA SHEET FOR OXYGEN SCAVENGER DOSING PACKAGE 37-PK-002 | 079254C-1G37-SP-4046-002 | PA
DATA SHEET FOR AMINE DOSING PACKAGE 37-PK-003 | 079254C-1G37-SP-4046-003 | PA
DATA SHEET FOR ANALYSERS 38-AT-0101 | 079254C-1G38-SP-1560-001 | PA
DATA SHEET FOR ANALYSERS 38-AT-0102 | 079254C-1G38-SP-1560-002 | PA
DATA SHEET FOR ANALYSERS 38-AT-0201 | 079254C-1G38-SP-1560-003 | PA
DATA SHEET FOR ANALYSERS 38-AT-0202 | 079254C-1G38-SP-1560-004 | PA
DATA SHEET FOR COMPRESSOR AFTER COOLERS 41-E-001 A/B | 079254C-1G41-SP-0610-001 | PA
DATA SHEET FOR INSTRUMENT AIR BUFFER VESSEL 41-V-002 | 079254C-1G41-SP-0810-002 | PA
PROCESS DATA SHEET FOR AIR COMPRESSOR - 41-K-001 A/B/C | 079254C-1G41-SP-1013-001 | PA
PROCESS DATA SHEET FOR BACK-UP AIR COMPRESSOR 41K-002 | 079254C-1G41-SP-1020-001 | PA
PROCESS DATA SHEET FOR AIR COMPRESSOR TURBINE - 41-K-001 A/B | 079254C-1G41-SP-1111-001 | PA
PROCESS DATA SHEET FOR CONTROL VALVES | 079254C-1G41-SP-1500-041 | PA
PROCESS DATA SHEET FOR AUTOMATIC ON/OFF VALVES | 079254C-1G41-SP-1500-043 | PA
PRESSURE SAFETY VALVES PROCESS DATA SHEET VES | 079254C-1G41-SP-1500-045 | PA
PROCESS DATA SHEET FOR FLOW INSTRUMENTS | 079254C-1G41-SP-1500-047 | PA
DATA SHEET FOR AIR DRYER PACKAGES 41-PK-001 A/B | 079254C-1G41-SP-4170-001 | PA
DATA SHEET FOR CAUSTIC COOLER 43-E-002 | 079254C-1G43-SP-0610-001 | PA
DATA SHEET FOR CAUSTIC PUMP 43-P-001 A/B | 079254C-1G43-SP-0910-001 | PA
DATA SHEET FOR CAUSTIC PUMP 43-P-002 A/B | 079254C-1G43-SP-0910-002 | PA
PROCESS DATA SHEET FOR CONTROL VALVES | 079254C-1G43-SP-1500-041 | PA
PRESSURE SAFETY VALVES PROCESS DATA SHEETS | 079254C-1G43-SP-1500-045 | PA
PROCESS DATA SHEET FOR FLOW INSTRUMENTS | 079254C-1G43-SP-1500-047 | PA
DATA SHEET FOR CAUSTIC 50% TANK 43-TK-001 | 079254C-1G43-SP-2510-001 | PA
DATA SHEET FOR CAUSTIC 10% TANK 43-TK-002 | 079254C-1G43-SP-2520-002 | PA
DATA SHEET FOR STATIC MIXERS 43-SM-001 | 079254C-1G43-SP-4263-001 | PA
DATA SHEET FOR FUEL GAS KNOCK OUT DRUM 44-V-001 | 079254C-1G44-SP-0810-001 | PA
PROCESS DATA SHEET FOR CONTROL VALVES | 079254C-1G44-SP-1500-041 | PA
PRESSURE SAFETY VALVES PROCESS DATA SHEETS | 079254C-1G44-SP-1500-045 | PA
PROCESS DATA SHEET FOR FLOW INSTRUMENTS | 079254C-1G44-SP-1500-047 | PA
DATA SHEET FOR ANALYSERS 44-AT-0102 | 079254C-1G44-SP-1560-001 | PA
DATA SHEET FOR NATURAL GAS HEATERS 45-E-001 A/B | 079254C-1G45-SP-0610-001 | PA
DATA SHEET FOR NATURAL GAS KNOCK OUT DRUM 45-V-001 | 079254C-1G45-SP-0810-001 | PA
PROCESS DATA SHEET FOR CONDENSATE POT - 45-V-002/003 | 079254C-1G45-SP-0832-001 | PA
PROCESS DATA SHEET FOR CONTROL VALVES | 079254C-1G45-SP-1500-041 | PA
PRESSURE SAFETY VALVES PROCESS DATA SHEETS | 079254C-1G45-SP-1500-045 | PA
PROCESS DATA SHEET FOR FLOW INSTRUMENTS | 079254C-1G45-SP-1500-047 | PA
DATA SHEET FOR REDUCING REACTOR 11-R-001 | 079254C-1L11-SP-0410-001 | PA
DATA SHEET FOR FIRST CONVERTER 11-R-102/202 | 079254C-1L11-SP-0410-002 | PA
DATA SHEET FOR FIRST CONVERTER 11-R-103/203 | 079254C-1L11-SP-0410-003 | PA
PROCESS DATA SHEET FOR WATER REMOVAL TOWER - 11-T-001 | 079254C-1L11-SP-0510-001 | PA
PROCESS DATA SHEET FOR TGT AMINE ABSORBER - 11-T-002 | 079254C-1L11-SP-0510-002 | PA
PROCESS DATA SHEET FOR AMINE REGENERATOR - 11-T-003 | 079254C-1L11-SP-0510-003 | PA
PROCESS DATA SHEET FOR TGT PROCESS GAS REHEATER 11-E-001 | 079254C-1L11-SP-0610-003 | PA
DATA SHEET FOR TGT RECYCLE GAS HEATER (11-E-003) | 079254C-1L11-SP-0610-004 | PA
PROCESS DATA SHEET FOR PUMPAROUND TRIM COOLER 11-E-006 | 079254C-1L11-SP-0610-005 | PA
DATA SHEET FOR LEAN/RICH AMINE EXCHANGERS (11-E-007 A/B) | 079254C-1L11-SP-0610-006 | PA
PROCESS DATA SHEET FOR REGENERATOR REBOILER 11-E-008 | 079254C-1L11-SP-0610-007 | PA
DATA SHEET FOR LEAN AMINE TRIM COOLER (11-E-011) | 079254C-1L11-SP-0610-008 | PA
DATA SHEET FOR HP BFW HEATER (11-E-013) | 079254C-1L11-SP-0610-009 | PA
PROCESS DATA SHEET FOR COMBUSTION AIR PRE-HEATER 11-E-101/201 | 079254C-1L11-SP-0610-010 | PA
PROCESS DATA SHEET FOR FIRST REHEATER 11-E-106/206 | 079254C-1L11-SP-0610-011 | PA
PROCESS DATA SHEET FOR SECOND REHEATER 11-E-107/207 | 079254C-1L11-SP-0610-012 | PA
DATA SHEET FOR SULPHUR COOLER (11-E-108/208) | 079254C-1L11-SP-0610-013 | PA
DATA SHEET FOR BLOWDOWN COOLER 11-E-004 | 079254C-1L11-SP-0630-014 | PA
PROCESS DATA SHEET FOR PUMPAROUND AIR COOLER - 11-E-005 | 079254C-1L11-SP-0710-001 | PB
PROCESS DATA SHEET FOR REGENERATOR OVERHEAD CONDENSER - 11-E-009 | 079254C-1L11-SP-0710-002 | PA
PROCESS DATA SHEET FOR LEAN AMINE AIR COOLER - 11-E-010 | 079254C-1L11-SP-0710-003 | PB
DATA SHEET FOR AMINE ACID GAS KO DRUM (11-V-001) | 079254C-1L11-SP-0810-001 | PA
DATA SHEET FOR SWS ACID GAS KO DRUM (11-V-002) | 079254C-1L11-SP-0810-002 | PA
DATA SHEET FOR FUEL GAS KO DRUM (11-V-003) | 079254C-1L11-SP-0810-003 | PA
DATA SHEET FOR TGT STEAM CONDENSATE SEPERATOR (11-V-004) | 079254C-1L11-SP-0810-004 | PA
DATA SHEET FOR TGT RECYCLE GAS KO DRUM (11-V-005) | 079254C-1L11-SP-0810-005 | PA
DATA SHEET FOR TGT MP FLASH DRUM (11-V-006) | 079254C-1L11-SP-0810-006 | PA
DATA SHEET FOR REBOILER CONDENSATE DRUM (11-V-007) | 079254C-1L11-SP-0810-007 | PA
DATA SHEET FOR LP FLASH DRUM (11-V-008) | 079254C-1L11-SP-0810-008 | PA
DATA SHEET FOR REFLUX DRUM (11-V-009) | 079254C-1L11-SP-0810-009 | PA
DATA SHEET FOR AMINE CLOSED DRAIN DRUM (11-V-010) | 079254C-1L11-SP-0810-010 | PA
DATA SHEET FOR N.1 SULPHUR SEAL (11-X-101/201) | 079254C-1L11-SP-0810-011 | PA
DATA SHEET FOR N.1 SULPHUR SEAL (11-X-102/202) | 079254C-1L11-SP-0810-012 | PA
DATA SHEET FOR N.1 SULPHUR SEAL (11-X-103/203) | 079254C-1L11-SP-0810-013 | PA
DATA SHEET FOR N.1 SULPHUR SEAL (11-X-104/204) | 079254C-1L11-SP-0810-014 | PA
DATA SHEET FOR N.1 SULPHUR SEAL (11-X-105/205) | 079254C-1L11-SP-0810-015 | PA
DATA SHEET FOR SULPHUR COALESCER (11-V-101/201) | 079254C-1L11-SP-0810-016 | PA
DATA SHEET FOR CLAUS MP FLASH DRUM (11-V-102/202) | 079254C-1L11-SP-0810-017 | PA
DATA SHEET FOR BLOWDOWN DRUM 11-V-012 | 079254C-1L11-SP-0810-018 | PA
DATA SHEET FOR SRU CLOSED DRAIN DRUM 11-V-011 | 079254C-1L11-SP-0810-020 | PA
DATA SHEET FOR WASTE HEAT BOILER STEAM DRUM SILENCER 11-SL-102/202 | 079254C-1L11-SP-0836-001 | PA
DATA SHEET FOR INCINERATOR STEAM DRUM SILENCER 11-SL-001 | 079254C-1L11-SP-0836-002 | PA
DATA SHEET FOR WASTE WATER FILTERS (11-FL-001 A/B) | 079254C-1L11-SP-0841-001 | PA
DATA SHEET FOR LEAN AMINE FILTERS (11-FL-002 A/B) | 079254C-1L11-SP-0841-002 | PA
DATA SHEET FOR AMINE CARBON FILTER (11-FL-003) | 079254C-1L11-SP-0841-003 | PA
DATA SHEET FOR AMINE PARTICULATE FILTER (11-FL-004) | 079254C-1L11-SP-0841-004 | PA
DATA SHEET FOR AMINE SUMP FILTER (11-FL-005) | 079254C-1L11-SP-0841-005 | PA
DATA SHEET FOR SIMPLE EJECTORS 11-J-001 | 079254C-1L11-SP-0852-001 | PA
DATA SHEET FOR SIMPLE EJECTORS 11-J-101 | 079254C-1L11-SP-0852-004 | PA
DATA SHEET FOR HP STEAM DESUPERHEATER (11-DS-001) | 079254C-1L11-SP-0853-001 | PA
DATA SHEET FOR MP STEAM DESUPERHEATER (11-DS-002) | 079254C-1L11-SP-0853-002 | PA
DATA SHEET FOR LP STEAM DESUPERHEATER (11-DS-003) | 079254C-1L11-SP-0853-003 | PA
DATA SHEET FOR AMINE ACID GAS CONDENSATE PUMPS 11-P-001 A/B/C | 079254C-1L11-SP-0910-001 | PA
DATA SHEET FOR WASTE WATER PUMPS 11-P-003 A/B | 079254C-1L11-SP-0910-003 | PA
DATA SHEET FOR PUMPAROUND PUMPS 11-P-004 A/B/C | 079254C-1L11-SP-0910-004 | PA
DATA SHEET FOR RICH AMINE PUMPS 11-P-005 A/B | 079254C-1L11-SP-0910-005 | PA
DATA SHEET FOR LEAN AMINE PUMPS 11-P-006 A/B | 079254C-1L11-SP-0910-006 | PA
DATA SHEET FOR REFLUX PUMPS 11-P-007 A/B | 079254C-1L11-SP-0910-007 | PA
DATA SHEET FOR AMINE LOADING PUMPS 11-P-008 A/B | 079254C-1L11-SP-0910-008 | PA
DATA SHEET FOR AMINE MAKE-UP PUMPS 11-P-009 | 079254C-1L11-SP-0910-009 | PA
DATA SHEET FOR AMINE CLOSED DRAIN DRUM PUMPS 11-P-010A/S | 079254C-1L11-SP-0910-010 | PA
DATA SHEET FOR SULPHUR STORAGE PUMPS 11-P-011 A/B | 079254C-1L11-SP-0910-011 | PA
DATA SHEET FOR LIQUID SULFUR PIT PUMPS 11-P-012 A/B | 079254C-1L11-SP-0910-012 | PA
DATA SHEET FOR SRU CLOSED DRAIN PUMPS 11-P-013 A/B | 079254C-1L11-SP-0910-013 | PB
DATA SHEET FOR SULPHUR TRANSFER PUMPS 11-P-101/201 A/B | 079254C-1L11-SP-0910-014 | PA
DATA SHEET FOR SULPHUR DELIVERY PUMPS 11-P-102/202 A/B | 079254C-1L11-SP-0910-015 | PA
PROCESS DATA SHEET FOR INCINERATOR AIR FANS - 11-K-003 A/B | 079254C-1L11-SP-1030-003 | PA
DATA SHEET FOR CONTROL VALVES | 079254C-1L11-SP-1500-041 | PA
PROCESS DATA SHEET FOR ON/OFF VALVE | 079254C-1L11-SP-1500-043 | PA
PROCESS DATA SHEET - PRESSURE SAFETY VALVES - HYDROGEN TO 11-E-001 - 11-PSV-0001 | 079254C-1L11-SP-1500-045 | PA
PROCESS DATA SHEET - FLOW ELEMENT | 079254C-1L11-SP-1500-047 | PA
PROCESS DATA SHEET FOR ANALYSERS | 079254C-1L11-SP-1560-001 | PA
DATA SHEET FOR AMINE STORAGE TANK (11-TK-002) | 079254C-1L11-SP-2520-002 | PA
DATA SHEET FOR ANTIFOAM INJECTION PACKAGE 11-PK-002 | 079254C-1L11-SP-4046-001 | PA
DATA SHEET FOR NATURAL GAS PIPING B0OT 58-SPB-001 | 079254C-1M58-SP-0832-001 | PA
DATA SHEET FOR FLUSHING OIL COOLER 53-E-004 | 079254C-1N53-SP-0610-001 | PA
PROCESS DATA SHEET FOR LIGHT SLOP CLOSED DRAIN DRUM - 53-V-001 | 079254C-1N53-SP-0810-001 | PB
PROCESS DATA SHEET FOR HEAVY SLOP CLOSED DRAIN DRUM - 53-V-002 | 079254C-1N53-SP-0810-002 | PB
PROCESS DATA SHEET FOR FLUSHING OIL FILTER - 05-FL-001A/B | 079254C-1N53-SP-0841-001 | PA
PROCESS DATA SHEET FOR COKER NAPHTHA - 53-P-P001 A/B | 079254C-1N53-SP-0910-001 | PA
PROCESS DATA SHEET FOR HCKU FEED PUMPS - 53-P-002 A/B/C | 079254C-1N53-SP-0910-002 | PA
PROCESS DATA SHEET FOR FLUSHING OIL PUMPS - 53-P-003 A/B | 079254C-1N53-SP-0910-003 | PA
PROCESS DATA SHEET FOR LIGHT SLOPE PUMPS - 53-P-004 A/B | 079254C-1N53-SP-0910-004 | PA
DATA SHEET FOR HEAVY SLOPE PUMPS 53-P-005A/B | 079254C-1N53-SP-0910-005 | PA
DATA SHEET FOR START-UP DIESEL PUMP 53-P-006A/B | 079254C-1N53-SP-0910-006 | PA
DATA SHEET FOR DCU FEED PUMPS 53-P-007A/B/C | 079254C-1N53-SP-0910-007 | PA
DATA SHEET LVGO/LCGO FEED PUMPS 53-P-008A/B/C | 079254C-1N53-SP-0910-008 | PA
DATA SHEET FOR LIGHT SLOPE PUMPS 53-P-009A/B | 079254C-1N53-SP-0910-009 | PA
DATA SHEET FORHEAVY SLOPE PUMPS 53-P-010 A/B | 079254C-1N53-SP-0910-010 | PA
DATA SHEET FOR LIGHT SLOPE CLOSED DRAIN PUMPS 53-P-011A/B | 079254C-1N53-SP-0910-011 | PA
DATA SHEET FOR HEAVY SLOPE CLOSED DRAIN PUMPS 53-P-012A/B | 079254C-1N53-SP-0910-012 | PA
PROCESS DATA SHEET FOR CONTROL VALVES | 079254C-1N53-SP-1500-041 | PA
PROCESS DATA SHEET FOR AUTOMATIC ON/OFF VALVES | 079254C-1N53-SP-1500-043 | PA
PROCESS DATA SHEET FOR PRESSURE SAFETY VALVE | 079254C-1N53-SP-1500-045 | PA
PROCESS DATA SHEET FOR FLOW INSTRUMENTS | 079254C-1N53-SP-1500-047 | PA
DATA SHEET FOR DHTU SRK SURGE DRUM 61-V-003 | 079254C-2B61-SP-0810-001 | PA
DATA SHEET FOR DHTU SRGO SURGE DRUM 61-V-004 | 079254C-2B61-SP-0810-002 | PA
PROCESS DATA SHEET FOR JET A1/ KEROSENE PRODUCT FILTER 61-FL-001A/B | 079254C-2B61-SP-0841-001 | PA
PROCESS DATA SHEET FOR DHTU FEED TANK - 20-TK-207 | 079254C-2B61-SP-2520-003 | PA
PROCESS DATA SHEET FOR DIESEL PRODUCT TANK - 20-TK-205A | 079254C-2B61-SP-2520-004 | PA
PROCESS DATA SHEET FOR DIESEL PRODUCT TANK - 20-TK-206A/B/C | 079254C-2B61-SP-2520-005 | PB
PROCESS DATA SHEET FOR JET A-1/KEROSENE PRODUCT TANK - 20-TK-205B/C | 079254C-2B61-SP-2520-006 | PA
PROCESS DATA SHEET FOR NAPHTHA PRODUCT TANK - 20-TK-203B/C | 079254C-2B61-SP-2520-007 | PA
DATA SHEET FOR OFF PLOT TANK FARM UNIT 61 LUBRICITY IMPROVER INJECTION PACKAGE 61-PK-002 | 079254C-2B61-SP-4046-001 | PA
DATA SHEET FOR OFF PLOT TANK FARM UNIT 61 CETANE IMPROVER INJECTION PACKAGE 61-PK-003 | 079254C-2B61-SP-4046-002 | PA
DATA SHEET FOR OFF PLOT TANK FARM UNIT 61 LUBRICITY IMPROVER INJECTION PACKAGE 61-PK-004 | 079254C-2B61-SP-4046-003 | PA
DATA SHEET FOR OFF PLOT TANK FARM UNIT 61 STATIC DISSIPATER INJECTION PACKAGE 61-PK-005 | 079254C-2B61-SP-4046-004 | PA
DATA SHEET FOR OFF PLOT TANK FARM UNIT 61 LPG ODORIZATION INJECTION PACKAGE 61-PK-006 | 079254C-2B61-SP-4046-005 | PA
Project
079254C
Unit
0000
Document Code
ML 100
Serial N°
Rev.
0
Page
-

## 5.2.17
ASSIUT HYDROCRACKING COMPLEX
ANOPC
5. ENGINEERING/DESIGN
5.2 PROCESS ENGINEERING
5.2.17 LINE LISTS
INDEX
TITLE | DOC. N° | REV.
VDU LINE LIST | 079254C-1A01-NM-0022-001 | B
LINE LIST | 079254C-1B03-NM-0022-001 | A
LINE DESIGNATION TABLE | 079254C-1B04-NM-0022-01 | B
LINE LIST | 079254C-1C02-NM-0022-001 | B
LINE LIST | 079254C-1D05-NM-0022-001 | A
LINE LIST | 079254C-1E09-NM-0022-001 | A
LINE LIST | 079254C-1E10-NM-0022-001 | A
SULPHUR RECOVERY UNIT (SRU) LINE LIST | 079254C-1L11-NM-0022-001 | B
SULPHUR SOLIDIFICATION UNIT (SSU) LINE LIST | 079254C-1L54-NM-0022-001 | B
LINE LIST | 079254C-1N53-NM-0022-001 | A
Project
079254C
Unit
0000
Document Code
ML 100
Serial N°
Rev.
0
Page
-

## 5.2.18
ASSIUT HYDROCRACKING COMPLEX
ANOPC
5. ENGINEERING/DESIGN
5.2 PROCESS ENGINEERING
5.2.17 LINE LISTS
INDEX
TITLE | DOC. N° | REV.
MATERIAL SELECTION AND CORROSION CONTROL PHYLOSOPHY | 079254C-0000-CN-0008-002 | B
Project
079254C
Unit
0000
Document Code
ML 100
Serial N°
Rev.
0
Page
-

## 5.3.1
ASSIUT HYDROCRACKING COMPLEX
ANOPC
5. ENGINEERING/DESIGN
5.3 PIPING
5.3.1 PLOT PLAN
INDEX
TITLE | DOC. N° | REV.
OVERALL PLOT PLAN | 079254C-0000-DW-0051-01-01 | C
GENERAL IN PLOT PLAN | 079254C-1000-DW-0051-01-01 | C
PIPING INTERFACE PLOT PLAN | 079254C-0000-DW-0054-01-01 | A
VDU - UNIT 01 - DETAILED PLOT PLAN | 079254C-1A01-DW-0051-01-01 | D
HYDROCRACKER UNIT UNIT PLOT PLAN (UNIT-03-HCKU) | 079254C-1B03-DW-0051-001-01 | B
HYDROCRACKER UNIT UNIT ELEVATION PLOT PLAN (UNIT-03-HCKU) | 079254C-1B03-DW-0051-001-02 | B
PLOT PLAN HYDROGEN PRODUCTION UNIT | 079254C-1B04-DW-0051-02-01 | C
DHT - UNIT 02 - DETAILED PLOT PLAN | 079254C-1C02-DW-0051-01-01 | D
DHT - UNIT 02 - DETAILED PLOT PLAN | 079254C-1C02-DW-0051-01-02 | A
DELAYER COKER UNIT UNIT PLOT PLAN (UNIT 05-DCU) | 079254C-1D05-DW-0051-001-01 | C
DELAYER COKER UNIT ELEVATION PLOT PLAN (UNIT 05-DCU) | 079254C-1D05-DW-0051-001-02 | C
COKE STORAGE AND HANDLING UNIT PLOT PLAN (CKSU) | 079254C-1D55-DW-0051-001-01 | B
AMINE REGENERATION UNIT - UNIT PLOT PLAN (ARU) | 079254C-1E09-DW-0051-001-01 | C
SOUR WATER STRIPPER UNIT PLOT PLAN (SWSU) | 079254C-1E10-DW-0051-001-01 | C
WASTE WATER UNIT 52 UNIT PLOT PLAN | 079254C-1F52-DW-0051-001-01 | C
UTILITY AREA G UNIT 30/32/35/36/37/41/43/44/45/51 UNIT PLOT PLAN | 079254C-1G00-DW-0051-001-01 | C
COOLING WATER UNIT 33 - UNIT PLOT PLAN | 079254C-1G33-DW-0051-001-01 | C
SR & TGT - UNIT 11 - DETAILED PLOT PLAN | 079254C-1L11-DW-0051-01-01 | C
SSU - UNIT 54 - DETAILED PLOT PLAN | 079254C-1L54-DW-0051-01-01 | B
FLARE UNIT PLOT PLAN (UNIT 50 -FLAU) | 079254C-1M50-DW-0051-001-01 | B
FLARE UNIT PLOT PLAN (UNIT 50 - FLAU) | 079254C-1M50-DW-0051-001-02 | A
REFINERY INTERCONNECTING UNIT PLOT PLAN ( RIU) | 079254C-1M58-DW-0051-01-01 | B
REFINERY INTERCONNECTING UNIT PLOT PLAN ( RIU) | 079254C-1M58-DW-0051-01-02 | B
REFINERY INTERCONNECTING UNIT PLOT PLAN ( RIU) | 079254C-1M58-DW-0051-01-03 | B
REFINERY INTERCONNECTING UNIT PLOT PLAN ( RIU) | 079254C-1M58-DW-0051-01-04 | B
DETAIL PLOT PLAN INTERCONNECTING | 079254C-1M58-DW-0051-01-05 | B
TF - UNIT 53 - DETAILED PLOT PLAN | 079254C-1N53-DW-0051-01-01 | D
TF - UNIT 53 - DETAILED PLOT PLAN | 079254C-1N53-DW-0051-01-02 | B
BUILDINGS AREA UNIT 70 - DETAILED PLOT PLAN | 079254C-1P70-DW-0051-01-01 | B
ORIU - UNIT 60 - OFF-PLOT INTERCONNECTING DETAILED PLOT PLAN | 079254C-2A60-DW-0051-01-01 | A
OTFU - UNIT 61 - OFF-PLOT TANK FARM DETAILED PLOT PLAN | 079254C-2B61-DW-0051-01-01 | A
OTFU - UNIT 61 - OFF-PLOT TANK FARM DETAILED PLOT PLAN | 079254C-2B61-DW-0051-02-01 | A
OTFU - UNIT 61 - OFF-PLOT TANK FARM DETAILED PLOT PLAN | 079254C-2B61-DW-0051-03-01 | A
OTFU - UNIT 61 - OFF-PLOT TANK FARM DETAILED PLOT PLAN | 079254C-2B61-DW-0051-04-01 | A
OTFU - UNIT 61 - OFF-PLOT TANK FARM DETAILED PLOT PLAN | 079254C-2B61-DW-0051-05-01 | A
OTFU - UNIT 61 - OFF-PLOT TANK FARM DETAILED PLOT PLAN | 079254C-2B61-DW-0051-06-01 | A
OTFU - UNIT 61 - OFF-PLOT TANK FARM DETAILED PLOT PLAN | 079254C-2B61-DW-0051-07-01 | A
OTFU - UNIT 61 - OFF-PLOT TANK FARM DETAILED PLOT PLAN | 079254C-2B61-DW-0051-08-01 | A
OTFU - UNIT 61 - OFF-PLOT TANK FARM DETAILED PLOT PLAN | 079254C-2B61-DW-0051-09-01 | A
OTFU - UNIT 61 - OFF-PLOT TANK FARM DETAILED PLOT PLAN | 079254C-2B61-DW-0051-10-01 | A
OTFU - UNIT 61 - OFF-PLOT TANK FARM DETAILED PLOT PLAN | 079254C-2B61-DW-0051-11-01 | A
OTFU - UNIT 61 - OFF-PLOT TANK FARM DETAILED PLOT PLAN | 079254C-2B61-DW-0051-12-01 | A
GENERAL OFF-PLOT PLAN | 079254C-2000-DW-0051-01-01 | B
Project
079254C
Unit
0000
Document Code
ML 100
Serial N°
Rev.
0
Page
-

## 5.3.2
ASSIUT HYDROCRACKING COMPLEX
ANOPC
5. ENGINEERING/DESIGN
5.3 PIPING
5.3.2 KEY PLAN
INDEX
TITLE | DOC. N° | REV.
OVERALL KEY PLAN | 079254C-0000-DW-0053-01-01 | C
GENERAL IN KEY PLAN | 079254C-1000-DW-0053-01-01 | B
WASTE WATER UNIT 52 KEY PLAN | 079254C-1F52-DW-0053-001-01 | B
UTILITY AREA UNIT 30/32/35//36/37/38/41/43/44/45 KEY PLAN | 079254C-1G00-DW-0053-001-01 | B
COOLING WATER UNIT 33 KEY PLAN | 079254C-1G33-DW-0053-001-01 | B
GENERAL OFF-PLOT KEY PLAN | 079254C-2000-DW-0053-01-01 | B
Project
079254C
Unit
0000
Document Code
ML 100
Serial N°
Rev.
0
Page
-

## 5.3.3
ASSIUT HYDROCRACKING COMPLEX
ANOPC
5. ENGINEERING/DESIGN
5.3 PIPING
5.3.3 PIPING CLASSES SUMMARY
INDEX
TITLE | DOC. N° | REV.
PIPING CLASSES SUMMARY | 079254C-0000-JSD-1300-001 | D
Project
079254C
Unit
0000
Document Code
ML 100
Serial N°
Rev.
0
Page
-

## 5.3.4
ASSIUT HYDROCRACKING COMPLEX
ANOPC
5. ENGINEERING/DESIGN
5.3 PIPING
5.3.4 TYPICAL INSTALLATION DRAWINGS
INDEX
TITLE | DOC. N° | REV.
Project
079254C
Unit
0000
Document Code
ML 100
Serial N°
Rev.
0
Page
-

## 5.3.5
ASSIUT HYDROCRACKING COMPLEX
ANOPC
5. ENGINEERING/DESIGN
5.3 PIPING
5.3.5 PIPING STREES CRITICAL LINE LIST
INDEX
TITLE | DOC. N° | REV.
SUMMARY OF STRESS ANALYSIS CALCULATION RELATIVE TO: "MAIN STRESS CRITICAL SYSTEMS" | 079254C-1A01-CN-1370-001 | C
PIPING STRESS CRITICAL LINE LIST UNIT 1C02 | 079254C-1C02-CN-1370-002 | B
SUMMARY OF STRESS ANALYSIS CALCULATION RELATIVE TO: "MAIN STRESS CRITICAL SYSTEMS" | 079254C-1L11-CN-1370-001 | B
PIPING STRESS CRITICAL LINE LIST UNIT 1L11 | 079254C-1L11-CN-1370-002 | B
SUMMARY OF STRESS ANALYSIS CALCULATION RELATIVE TO: "MAIN STREE CRITICAL SYSTEMS" UNIT 1B03 | 079254C-1B03-CN-1370-001 | B
PIPING STRESS CRITICAL LINE LIST UNIT HCKU 003 | 079254C-1B03-CN-1370-002 | B
SUMMARY OF STRESS ANALYSIS CALCULATION RELATIVE TO MAIN STRESS CRITICAL SYSTEMS UNIT 1B04 | 079254C-1B04-CN-1370-001 | B
PIPING STRESS CRITICAL LINE LIST UNIT HPU 004 | 079254C-1B04-CN-1370-002 | B
SUMMARY OF STRESS ANALYSIS CALCULATION RELATIVE TO: MAIN STRESS CRITICAL SYSTEMS UNIT 1C02 | 079254C-1C02-CN-1370-001 | C
SUMMARY OF STRESS ANALYSIS CALCULATION RALATIVE TO: "MAIN STRESS CRITICAL SYSTEMS" | 079254C-1D05-CN-1370-001 | A
PIPING STRESS CRITICAL LINE LIST UNIT DCU 005 | 079254C-1D05-CN-1370-002 | C
Project
079254C
Unit
0000
Document Code
ML 100
Serial N°
Rev.
0
Page
-

## 5.3.6
ASSIUT HYDROCRACKING COMPLEX
ANOPC
5. ENGINEERING/DESIGN
5.3 PIPING
5.3.6 PIPING LAYOUTS
INDEX
TITLE | DOC. N° | REV.
HYDROCRACKER UNIT HCKU - MAJOR PIPING LAYOUT | 079254C-1B03-DW-1322-002-01 | B
HYDROCRACKER UNIT HCKU - MAJOR PIPING LAYOUT | 079254C-1B03-DW-1322-002-02 | B
HYDROCRACKER UNIT HCKU - MAJOR PIPING LAYOUT | 079254C-1B03-DW-1322-002-03 | B
HYDROGEN PRODUCTION UNIT HPU - MAJOR PIPING LAYOUT | 079254C-1B04-DW-1322-002-01 | B
HYDROGEN PRODUCTION UNIT HPU - MAJOR PIPING LAYOUT | 079254C-1B04-DW-1322-002-02 | B
HYDROGEN PRODUCTION UNIT HPU - MAJOR PIPING LAYOUT | 079254C-1B04-DW-1322-002-03 | B
DELAYER COKER UNIT DCU-MAJOR PIPING LAYOUT | 079254C-1D05-DW-1322-002-01 | B
DELAYER COKER UNIT DCU-MAJOR PIPING LAYOUT | 079254C-1D05-DW-1322-002-02 | B
DELAYER COKER UNIT DCU-MAJOR PIPING LAYOUT | 079254C-1D05-DW-1322-002-03 | B
AMINE REGENERATION UNIT ARU - MAJOR PIPING LAYOUT | 079254C-1E09-DW-1322-001-01 | B
AMINE REGENERATION UNIT ARU - MAJOR PIPING LAYOUT | 079254C-1E09-DW-1322-001-02 | B
SOUR WATER STRIPPER UNIT SWSU-MAJOR PIPING LAYOUT | 079254C-1E10-DW-1322-001-01 | B
SOUR WATER STRIPPER UNIT SWSU-MAJOR PIPING LAYOUT | 079254C-1E10-DW-1322-001-02 | B
WASTE WATER UNIT 52 MAJOR PIPING LAYOUT | 079254C-1F52-DW-1322-010-01 | B
UTILITY AREA UNIT 30/32/35/35/37/41/43/44/45/51 MAJOR PIPING LAYOUT | 079254C-1G00-DW-1322-010-01 | B
COOLING WATER UNIT 33 MAJOR PIPING LAYOUT | 079254C-1G33-DW-1322-010-01 | B
MAJOR PIPING LAYOUT UNIT 58 - RIU | 079254C-1M58-DW-1322-01-01 | A
MAJOR PIPING LAYOUT UNIT 58 - RIU | 079254C-1M58-DW-1322-01-02 | A
MAJOR PIPING LAYOUT UNIT 58 - RIU | 079254C-1M58-DW-1322-01-03 | A
MAJOR PIPING LAYOUT UNIT 58 - RIU | 079254C-1M58-DW-1322-01-04 | A
MAJOR PIPING LAYOUT UNIT 58 - RIU | 079254C-1M58-DW-1322-01-05 | A
CONCEPTUAL BATTERY LIMIT BETWEEN INTERCONNECTING AND UNITS | 079254C-1M58-DW-1322-03-01 | B
ORIU-UNIT 60 - OFF PLOT INTERCONNECTING PIPING STUDY FOR PROCESS, UTILITY & FIREFIGHTING LINES | 079254C-2A60-DW-1322-01-01 | B
OTFU-UNIT 61 - OFF PLOT TANK FARM PIPING STUDY FOR PROCESS, UTILITY & FIREFIGHTING LINES | 079254C-2B61-DW-1322-01-01 | B
OTFU-UNIT 61 - OFF PLOT TANK FARM PIPING STUDY FOR PROCESS, UTILITY & FIREFIGHTING LINES | 079254C-2B61-DW-1322-02-01 | B
OTFU-UNIT 61 - OFF PLOT TANK FARM PIPING STUDY FOR PROCESS, UTILITY & FIREFIGHTING LINES | 079254C-2B61-DW-1322-03-01 | B
OTFU-UNIT 61 - OFF PLOT TANK FARM PIPING STUDY FOR PROCESS, UTILITY & FIREFIGHTING LINES | 079254C-2B61-DW-1322-04-01 | B
OTFU-UNIT 61 - OFF PLOT TANK FARM PIPING STUDY FOR PROCESS, UTILITY & FIREFIGHTING LINES | 079254C-2B61-DW-1322-05-01 | B
OTFU-UNIT 61 - OFF PLOT TANK FARM PIPING STUDY FOR PROCESS, UTILITY & FIREFIGHTING LINES | 079254C-2B61-DW-1322-06-01 | B
OTFU-UNIT 61 - OFF PLOT TANK FARM PIPING STUDY FOR PROCESS, UTILITY & FIREFIGHTING LINES | 079254C-2B61-DW-1322-07-01 | B
OTFU-UNIT 61 - OFF PLOT TANK FARM PIPING STUDY FOR PROCESS, UTILITY & FIREFIGHTING LINES | 079254C-2B61-DW-1322-08-01 | B
OTFU-UNIT 61 - OFF PLOT TANK FARM PIPING STUDY FOR PROCESS, UTILITY & FIREFIGHTING LINES | 079254C-2B61-DW-1322-09-01 | B
OTFU-UNIT 61 - OFF PLOT TANK FARM PIPING STUDY FOR PROCESS, UTILITY & FIREFIGHTING LINES | 079254C-2B61-DW-1322-10-01 | B
OTFU-UNIT 61 - OFF PLOT TANK FARM PIPING STUDY FOR PROCESS, UTILITY & FIREFIGHTING LINES | 079254C-2B61-DW-1322-11-01 | B
Project
079254C
Unit
0000
Document Code
ML 100
Serial N°
Rev.
0
Page
-

## 5.3.7
ASSIUT HYDROCRACKING COMPLEX
ANOPC
5. ENGINEERING/DESIGN
5.3 PIPING
5.3.7 PIPING STUDIES
INDEX
TITLE | DOC. N° | REV.
HYDROGEN PRODUCTION UNIT HPU- PIPING STUDIES | 079254C-1B04-DW-1322-003-01 | B
HYDROGEN PRODUCTION UNIT HPU- PIPING STUDIES | 079254C-1B04-DW-1322-003-02 | B
HYDROGEN PRODUCTION UNIT HPU- PIPING STUDIES | 079254C-1B04-DW-1322-003-03 | B
HYDROGEN PRODUCTION UNIT HPU- PIPING STUDIES | 079254C-1B04-DW-1322-003-04 | B
HYDROGEN PRODUCTION UNIT HPU- PIPING STUDIES | 079254C-1B04-DW-1322-003-05 | B
HYDROGEN PRODUCTION UNIT HPU- PIPING STUDIES | 079254C-1B04-DW-1322-003-06 | B
DELAYER COKER UNIT AIR COOLERS DISTRIBUTION STUDY (DCU) | 079254C-1D05-DW-1322-001-01 | B
DELAYER COKER UNIT AIR COOLERS DISTRIBUTION STUDY (DCU) | 079254C-1D05-DW-1322-001-02 | B
DELAYER COKER UNIT AIR COOLERS DISTRIBUTION STUDY (DCU) | 079254C-1D05-DW-1322-001-03 | B
DELAYER COKER UNIT AIR COOLERS DISTRIBUTION STUDY (DCU) | 079254C-1D05-DW-1322-001-04 | B
DELAYER COKER UNIT DCU - PIPING STUDIES | 079254C-1D05-DW-1322-003-01 | B
DELAYER COKER UNIT DCU - PIPING STUDIES | 079254C-1D05-DW-1322-003-02 | B
DELAYER COKER UNIT DCU - PIPING STUDIES | 079254C-1D05-DW-1322-003-03 | B
DELAYED COKER UNIT DCU- PIPING STUDIES | 079254C-1D05-DW-1322-003-04 | C
DELAYED COKER UNIT DCU- PIPING STUDIES | 079254C-1D05-DW-1322-003-05 | C
DELAYED COKER UNIT DCU- PIPING STUDIES | 079254C-1D05-DW-1322-003-06 | B
DELAYED COKER UNIT DCU- PIPING STUDIES | 079254C-1D05-DW-1322-003-07 | B
DELAYER COKER UNIT DCU - PIPING STUDIES | 079254C-1D05-DW-1322-003-08 | B
DELAYER COKER UNIT DCU - PIPING STUDIES | 079254C-1D05-DW-1322-003-09 | B
DELAYER COKER UNIT DCU - PIPING STUDIES | 079254C-1D05-DW-1322-003-10 | B
DELAYER COKER UNIT DCU - PIPING STUDIES | 079254C-1D05-DW-1322-003-11 | B
DELAYED COKER UNIT DCU- PIPING STUDIES | 079254C-1D05-DW-1322-003-12 | B
DELAYER COKER UNIT DCU - PIPING STUDIES | 079254C-1D05-DW-1322-003-13 | B
DELAYER COKER UNIT DCU - PIPING STUDIES | 079254C-1D05-DW-1322-003-14 | B
DELAYER COKER UNIT DCU - PIPING STUDIES | 079254C-1D05-DW-1322-003-15 | B
DELAYER COKER UNIT DCU - PIPING STUDIES | 079254C-1D05-DW-1322-003-16 | B
DELAYER COKER UNIT DCU - PIPING STUDIES | 079254C-1D05-DW-1322-003-17 | B
DELAYER COKER UNIT DCU - PIPING STUDIES | 079254C-1D05-DW-1322-003-18 | C
DELAYED COKER UNIT DCU- PIPING STUDIES | 079254C-1D05-DW-1322-003-19 | B
AMINE REGENERATION UNIT ARU - PIPING STUDIES | 079254C-1E09-DW-1322-002-01 | B
AMINE REGENERATION UNIT ARU - PIPING STUDIES | 079254C-1E09-DW-1322-002-02 | B
AMINE REGENERATION UNIT ARU - PIPING STUDIES | 079254C-1E09-DW-1322-002-03 | B
SOUR WATER STRIPPER UNIT SWSU - PIPING STUDIES | 079254C-1E10-DW-1322-002-01 | B
SOUR WATER STRIPPER UNIT SWSU - PIPING STUDIES | 079254C-1E10-DW-1322-002-02 | B
SOUR WATER STRIPPER UNIT SWSU - PIPING STUDIES | 079254C-1E10-DW-1322-002-03 | B
PIPING STUDY AREA 52A | 079254C-1F52-DW-1322-001-01 | B
PIPING STUDY AREA 52B | 079254C-1F52-DW-1322-002-01 | B
PIPING STUDY AREA 37A | 079254C-1G00-DW-1322-003-01 | B
PIPING STUDY AREA 37A | 079254C-1G00-DW-1322-003-02 | B
PIPING STUDY AREA 41A | 079254C-1G00-DW-1322-004-01 | B
FLARE UNIT FLAU PIPING STUDIES | 079254C-1M50-DW-1322-002-01 | A
TFU -UNIT 53 TANK FARM UNIT PIPING STUDY FOR PROCESS LINES | 079254C-1N53-DW-1322-01-01 | B
TFU - UNIT 53- TANK FARM UNIT PIPING STUDY FOR PROCESS LINES | 079254C-1N53-DW-1322-01-02 | A
TFU-UNIT 53- TANK FARM UNIT PIPING STUDY FOR UTILITY LINES | 079254C-1N53-DW-1322-02-01 | B
TFU - UNIT 53- TANK FARM UNIT PIPING STUDY FOR UTILITY LINES | 079254C-1N53-DW-1322-02-02 | A
TFU - UNIT 53- TANK FARM UNIT PIPING STUDY FOR FIREFIGHTING LINES | 079254C-1N53-DW-1322-03-01 | B
TFU - UNIT 53- TANK FARM UNIT PIPING STUDY FOR FIREFIGHTING LINES | 079254C-1N53-DW-1322-03-02 | A
Project
079254C
Unit
0000
Document Code
ML 100
Serial N°
Rev.
0
Page
-

## 5.3.8
ASSIUT HYDROCRACKING COMPLEX
ANOPC
5. ENGINEERING/DESIGN
5.3 PIPING
5.3.8 JOB DESIGN SPECIFICATIONS
INDEX
TITLE | DOC. N° | REV.
JSD FOR PIPING STRESS ANALYSIS | 079254C-0000-JSD-1300-008 | B
JSD FOR LOADS ON PIPERACKS STRUCTURES ISOLATED SUPPORTS PIPING SUPPORTS | 079254C-0000-JSD-1300-009 | B
JSD FOR AUXILIARY PIPING SUPPORTS | 079254C-0000-JSD-1300-010 | B
DESIGN SPECIFICATION FOR PIPING DESIGN I - BASIC SPECIFICATIONS | 079254C-0000-JSD-1300-02 | B
DESIGN SPECIFICATION FOR STEAM TRACING SPECIFICATION AND STANDARDS I - BASIC DESIGN SPECIFICATION | 079254C-0000-JSD-1300-03 | B
DESIGN SPECIFICATION RULES FOR THE DESIGN OF JACKETED PIPING I - BASIC SPECIFICATION | 079254C-0000-JSD-1300-04 | B
PIPING CLASSES CODING RULES | 079254C-0000-JSD-1300-015 | E
Project
079254C
Unit
0000
Document Code
ML 100
Serial N°
Rev.
0
Page
-

## 5.3.9
ASSIUT HYDROCRACKING COMPLEX
ANOPC
5. ENGINEERING/DESIGN
5.3 PIPING
5.3.9 JOB SUPPLY SPECIFICATIONS
INDEX
TITLE | DOC. N° | REV.
Project
079254C
Unit
0000
Document Code
ML 100
Serial N°
Rev.
0
Page
-

## 5.3.10
ASSIUT HYDROCRACKING COMPLEX
ANOPC
5. ENGINEERING/DESIGN
5.3 PIPING
5.3.10 STANDARD CONSTRUCTION DRAWINGS
INDEX
TITLE | DOC. N° | REV.
STANDARD AUXILIARY PIPING SUPPORTS COLLECTION | 079254C-0000-STC-1390-00 | B
DESIGN SPECIFICATION FOR PIPING DESIGN - III STANDARD CONSTRUCTION DRAWINGS | 079254C-0000-STC-1390-01 | B
DESIGN SPECIFICATION FOR RULES FOR THE DESIGN OF JACKETED PIPOING - II STANDARD CONSTRUCTION DRAWINGS | 079254C-0000-STC-1390-02 | B
STANDARD CONSTRUCTION DRAWINGS FOR PRESSURE EQUIPMENT | 079254C-0000-STC-0490-000 | B
STANDARD CONSTRUCTION DRAWINGS FOR PRESSURE EQUIPMENT LADDERS AND PLATFORMS | 079254C-0000-STC-1890-080 | B
DESIGN SPECIFICATION FOR PIPING DESIGN- II - STANDARD DESIGN DRAWINGS | 079254C-0000-STD-1380-01 | B
DESIGN SPECIFICATION FOR STEAM TRACING SPECIFICATION AND STANDARDS- II - STANDARD DEIGN DRAWINGS | 079254C-0000-STD-1380-02 | B
Project
079254C
Unit
0000
Document Code
ML 100
Serial N°
Rev.
0
Page
-

## 5.3.11
ASSIUT HYDROCRACKING COMPLEX
ANOPC
5. ENGINEERING/DESIGN
5.3 PIPING
5.3.11 PRELIMINARY LOADS ON STRUCTURE
INDEX
TITLE | DOC. N° | REV.
PRELIMINARY LOADS ON SLEEPER 52-SL-00 | 079254C-1F52-NM-1350-001 | B
PRELIMINARY LOADS ON PIPERACK AND MAIN STRUCTURES FOR UTILITIES | 079254C-1G00-NM-1350-038 | B
PRELIMINARY LOADS ON PIPERACK 33-PR-33 | 079254C-1G33-NM-1350-001 | B
PIPING PRELIMINARY LOADS ON RACKS & STRUCTURES UNIT 1L11 SULPHUR RECOVERY UNIT (SRU) | 079254C-1L11-NM-1350-042 | C
PIPING PRELIMINARY LOADS ON RACKS & STRUCTURES - UNIT 2A60 - OFF-PLOT INTERCONNECTING UNIT (ORIU) | 079254C-2A60-NM-1350-034 | B
TIE-IN LIST OFF-PLOT TANK FARM UNIT - UNIT 61 | 079254C-2B61-NM-1350-001 | A
PIPING PRELIMINARY LOADS ON RACKS & STRUCTURES - UNIT 2B61 - OFFSITE TANK FARM UNIT (OTFU) | 079254C-2B61-NM-1350-035 | B
Project
079254C
Unit
0000
Document Code
ML 100
Serial N°
Rev.
0
Page
-

## 5.4.1
ASSIUT HYDROCRACKING COMPLEX
ANOPC
5. ENGINEERING/DESIGN
5.4 CIVIL & STEEL STRUCTURES
5.4.1 SOIL INVESTIGATION PLAN
INDEX
TITLE | DOC. N° | REV.
SOIL INVESTIGATION PLAN | 079254C-0000-DW-1422-001-01 | 0
Project
079254C
Unit
0000
Document Code
ML 100
Serial N°
Rev.
0
Page
-

## 5.4.2
ASSIUT HYDROCRACKING COMPLEX
ANOPC
5. ENGINEERING/DESIGN
5.4 CIVIL & STEEL STRUCTURES
5.4.2 GENERAL U/G CALCULATION NOTES
INDEX
TITLE | DOC. N° | REV.
GENERAL U/G CALCULATION NOTE | 079254C-0000-CN-1441-001 | B
GENERAL U/G CALCULATION NOTE FOR UNIT 03 (HCKU) HYDROCRACKER UNIT | 079254C-1B03-CN-1441-001 | B
GENERAL U/G CALCULATION NOTE FOR UNIT 04 (HPU) HYDROGEN PRODUCTION UNIT | 079254C-1B04-CN-1441-001 | B
GENERAL U/G CALCULATION NOTE FOR UNIT 05/55 (DCU/CKSU) DELAYED COKER & COKER STORAGE AND HANDLING UNIT | 079254C-1D00-CN-1441-001 | C
GENERAL U/G CALCULATION NOTE FOR UNIT 09 (ARU) AMINE REGENERATION UNIT & UNIT 10 (SWSU) SOUR WATER STRIPPER UNIT | 079254C-1E00-CN-1441-001 | B
GENERAL U/G CALCULATION NOTE FOR UNIT 52 (WWTU) WASTE WATER UNIT | 079254C-1F52-CN-1441-001 | B
GENERAL U/G CALCULATION NOTE FOR UNIT UTILITY ARE (UA) | 079254C-1G00-CN-1441-001 | B
GENERAL U/G CALCULATION NOTE FOR UNIT 33 (CWU) COOLING WATER UNIT | 079254C-1G33-CN-1441-001 | B
GENERAL U/G CALCULATION NOTE FOR UNIT 11 (SRU) SULPHUR RECOVERY UNIT & TAIL GAS TREATMENT UNIT (SRU&TGTU) | 079254C-1L11-CN-1441-001 | B
GENERAL U/G CALCULATION NOTE FOR UNIT 54 (SSU) SULPHUR SOLIDIFICATION UNIT (SSU) | 079254C-1L54-CN-1441-001 | B
GENERAL U/G CALCULATION NOTE FOR UNIT 50 (FLAU) FLARE UNIT | 079254C-1M00-CN-1441-001 | A
GENERAL U/G CALCULATION NOTE FOR UNIT 58 (RIU) REFINERY INTERCONNECTING UNIT | 079254C-1M58-CN-1441-001 | A
GENERAL UG CALCULATION NOTE FOR UNIT 53 (TFU) TANK FARM UNIT | 079254C-1N53-CN-1441-001 | B
GENERAL U/G CALCULATION NOTE FOR UNIT 070 NON OPERATIONAL BUILDINGS UNIT SANITARY SEWER SYSTEMS | 079254C-1P70-CN-1441-001 | A
GENERAL U/G CALCULATION NOTE FOR UNIT 070 NON OPERATIONAL BUILDINGS UNIT OILY WATER SEWER SYSTEM | 079254C-1P70-CN-1441-003 | A
U/G LAYOUT FOR NON OPERATIONAL BUILDINGS UNIT | 079254C-1P70-DW-1442-01-01 | A
UG CALCULATION NOTE FOR UNIT 01 (VDU) | 079254C-1A01-CN-1441-01 | C
GENERAL UG CALCULATION NOTE FOR UNIT 02 (DHTU) DISTILLATE HYDROTREATER UNIT | 079254C-1C02-CN-1441-001 | C
UG CALCULATION OF GRAVITY SYSTEM FOR TANK FARM UNIT (TFU) | 079254C-1N53-CN-1441-001 | B
BUILDING PLUMBING CALCULATIONS NOTE FOR UNIT 70 (BUILDING) NON OPERATIONAL BUILDINGS | 079254C-1P70-CN-1441-002 | A
GENERAL UG CALCULATION NOTE FOR UNIT 61 (OTFU) OFF-PLOT TANK FARM UNIT | 079254C-2B61-CN-1441-001 | A
Project
079254C
Unit
0000
Document Code
ML 100
Serial N°
Rev.
0
Page
-

## 5.4.3
ASSIUT HYDROCRACKING COMPLEX
ANOPC
5. ENGINEERING/DESIGN
5.4 CIVIL & STEEL STRUCTURES
5.4.3 UNDERGROUND
INDEX
TITLE | DOC. N° | REV.
GENERAL NOTES FOR UNDERGROUND WORKS | 079254C-0000-DW-1402-001-01 | B
GENERAL EARTHWORK & SITE PREPARATION PLAN | 079254C-0000-DW-1421-001-01 | 0
GENERAL EARTHWORK & SITE PREPARATION PROFILES & DETAILS | 079254C-0000-DW-1421-001-02 | 0
GENERAL EARTHWORK & SITE PREPARATION ROADS LONGITUDINAL PROFILES & TYP. SECTIONS | 079254C-0000-DW-1421-001-03 | 0
GENERAL EARTHWORK & SITE PREPARATION PLAN | 079254C-0000-DW-1421-001-04 | 0
GENERAL EARTHWORK & SITE PREPARATION 3D VIEW WITH ZERTA EXAGGERATION | 079254C-0000-DW-1421-001-05 | 0
GENERAL EARTHWORK & SITE PREPARATION DETAILED PLAN | 079254C-0000-DW-1421-001-06 | 0
GENERAL EARTHWORK & SITE PREPARATION DETAILED PLAN | 079254C-0000-DW-1421-001-07 | 0
GENERAL EARTHWORK & SITE PREPARATION DETAILED PLAN | 079254C-0000-DW-1421-001-08 | 0
GENERAL NOTES FOR SITE PREPARATION | 079254C-0000-DW-1421-002-01 | B
SOIL INVESTIGATION PLAN | 079254C-0000-DW-1422-001-01 | 0
GENERAL FENCING & GATE CONCEPTUAL LAYOUT | 079254C-0000-DW-1424-001-01 | B
ROADS, PAVING & FINISHING CONCEPTUAL LAYOUT | 079254C-0000-DW-1425-001-01 | B
MAJOR UNDERGROUND CONCEPTUAL LAYOUT | 079254C-0000-DW-1442-001-01 | B
INTERFACE BATTERY LIMITS CONCEPTUAL LAYOUT | 079254C-0000-DW-1442-002-01 | B
CIVIL AND STRUCTURAL UNDERGROUND SYSTEM DESIGN STANDARDS | 079254C-0000-STD-1480-00 | B
VDU - UNIT 01 ROADS, PAVING & FINISHING CONCEPTUAL LAYOUT | 079254C-1A01-DW-1425-001-01 | B
MAJOR UNDERGROUND LAYOUT HIDROCRACKER UNIT (UNIT-03-HCKU) | 079254C-1B03-DW-1442-002-01 | B
ROADS, PAVING & FINISHING CONCEPTUAL LAYOUT - HCKU UNIT 03 | 079254C-1B03-DW-1425-001-01 | A
ROADS, PAVING & FINISHING CONCEPTUAL LAYOUT - HYDROGEN PRODUCTION UNIT (HPU) UNIT 04 | 079254C-1B04-DW-1425-001-01 | B
MAJOR UNDERGROUND CONCEPTUAL LAYOUT HYDROGEN PRODUCTION UNIT (HPU) UNIT 04 | 079254C-1B04-DW-1442-002-01 | C
DHTU- UNIT 02 ROADS, PAVING & FINISHING CONCEPTUAL LAYOUT | 079254C-1C02-DW-1425-001-01 | B
U/G LAYOUT FOR DISTILLATE HYDROTREATER UNIT (DHTU) | 079254C-1C02-DW-1442-01-01 | B
ROADS, PAVING & FINISHING CONCEPTUAL LAYOUT UNIT 05 (DELAYED COKE-DCU) | 079254C-1D05-DW-1425-001-01 | B
MAJOR UNDERGROUND LAYOUT UNIT 05 (DELAYED COKE-DCU) | 079254C-1D05-DW-1442-002-01 | B
ROADS, PAVING & FINISHING CONCEPTUAL LAYOUT UNIT 55 (COKE STORAGE AND HANDLING -CKSU) | 079254C-1D55-DW-1425-001-01 | B
MAJOR UNDERGROUND LAYOUT UNIT 55 (COKE STORAGE AND HANDLING -CKSU) | 079254C-1D55-DW-1442-002-01 | B
ROADS, PAVING &FINISHING CONCEPTUAL LAYOUT AMINE REGENERATION UNIT (ARU) UNIT 09 SOUR WATER STRIPPER UNIT (SWSU) UNIT 10 | 079254C-1E00-DW-1425-001-01 | B
MAJOR UNDERGROUND CONCEPTUAL LAYOUT AMINE REGENERATION UNIT (ARU) UNIT 09 SOUR WATER STRIPPER UNIT (SWSU) UNIT 10 | 079254C-1E00-DW-1442-002-01 | B
ROADS & PAVING CONCEPTUAL LAYOUT WASTE WATER UNIT (UNIT 52- WWTU) | 079254C-1F52-DW-1425-001-01 | B
INTERFACE BATTERY LIMITS WASTE WATER UNIT (UNIT 52 - WWTU) | 079254C-1F52-DW-1442-001-01 | B
GEN. U/G NETWORKS- MAJOR U/G CONCEPTUAL LAYOUT - WASTE WATER UNIT (UNIT 52-WWTU) | 079254C-1F52-DW-1442-002-01 | B
ROADS & PAVING CONCEPTUAL LAYOUT UTILITY AREA G UNITS | 079254C-1G00-DW-1425-001-01 | B
INTERFACE BATTERY LIMITS UTILITY AREA G UNITS | 079254C-1G00-DW-1442-001-01 | B
B
GE. U/G NETWORKS -MAJOR U/G CONCEPTUAL LAYOUT- UTILITY AREA G UNITS | 079254C-1G00-DW-1442-002-01 | B
ROADS & PAVING CONCEPTUAL LAYOUT COOLING WATER UNIT (UNIT 33-CWU) | 079254C-1G33-DW-1425-001-01 | B
GEN. U/G NETWORKS- MAJOR U/G CONCEPTUAL LAYOUT - COOLING WATER UNIT (UNIT 33-CWU) | 079254C-1G33-DW-1442-002-01 | B
SRU & TGTU - UNIT 11 ROADS, PAVING & FINISHING CONCEPTUAL LAYOUT | 079254C-1L11-DW-1425-001-01 | B
SSU - UNIT 54 ROADS, PAVING & FINISHING CONCEPTUAL LAYOUT | 079254C-1L54-DW-1425-001-01 | B
ROADS, PAVING & FINISHING LAYOUT FLARE UNIT (FLAU) UNIT 50 | 079254C-1M00-DW-1425-001-01 | A
MAJOR UNDERGROUND LAYOUT FLARE UNIT (FLAU) UNIT 50 | 079254C-1M00-DW-1442-002-01 | A
ROADS, PAVING & FINISHING LAYOUT REFINERY INTERCONNECTING UNIT (RIU) UNIT 58 | 079254C-1M58-DW-1425-001-01 | A
MAJOR UNDERGROUND LAYOUT REFINERY INTERCONNECTING UNIT (RIU) UNIT 58 | 079254C-1M58-DW-1442-002-01 | A
MAJOR UNDERGROUND LAYOUT REFINERY INTERCONNECTING UNIT (RIU) UNIT 58 | 079254C-1M58-DW-1442-002-02 | A
MAJOR UNDERGROUND LAYOUT REFINERY INTERCONNECTING UNIT (RIU) UNIT 58 | 079254C-1M58-DW-1442-002-03 | A
MAJOR UNDERGROUND LAYOUT REFINERY INTERCONNECTING UNIT (RIU) UNIT 58 | 079254C-1M58-DW-1442-002-04 | A
MAJOR UNDERGROUND LAYOUT REFINERY INTERCONNECTING UNIT (RIU) UNIT 58 | 079254C-1M58-DW-1442-002-05 | B
TFU - UNIT 53 ROADS, PAVING & FINISHING CONCEPTUAL LAYOUT | 079254C-1N53-DW-1425-001-01 | B
U/G LAYOUT FOR TANK FARM UNIT (TFU) | 079254C-1N53-DW-1442-01-01 | A
U/G LAYOUT FOR TANK FARM UNIT (TFU) | 079254C-1N53-DW-1442-01-02 | A
OTFU- UNIT 61- OFF-PLOT TANK FARM DETAILED PLOT PLAN | 079254C-2B61-DW-1442-001-01 | A
OTFU- UNIT 61- OFF-PLOT TANK FARM DETAILED PLOT PLAN | 079254C-2B61-DW-1442-002-01 | A
OTFU- UNIT 61- OFF-PLOT TANK FARM DETAILED PLOT PLAN | 079254C-2B61-DW-1442-003-01 | A
OTFU- UNIT 61- OFF-PLOT TANK FARM DETAILED PLOT PLAN | 079254C-2B61-DW-1442-004-01 | A
OTFU- UNIT 61- OFF-PLOT TANK FARM DETAILED PLOT PLAN | 079254C-2B61-DW-1442-005-01
Project
079254C
Unit
0000
Document Code
ML 100
Serial N°
Rev.
0
Page
-

## 5.4.4
ASSIUT HYDROCRACKING COMPLEX
ANOPC
5. ENGINEERING/DESIGN
5.4 CIVIL & STEEL STRUCTURES
5.4.4 FOUNDATION
INDEX
TITLE | DOC. N° | REV.
GEOTECHNICAL RECOMMENDATION FOR EARTHWORKS AND FOUNDATIONS | 079254C-0000-JSD-1410-001 | B
GENERAL DESIGN RULES FOR FOUNDATIONS AND STRUCTURES | 079254C-0000-JSD-1700-001 | B
VDU - UNIT 01 VACUUM COLUMN (01-T-001) FOUNDATION PLAN, SECTION & DETAILS | 079254C-1A01-DW-1722-001-01 | C
UNIT-03-HCKU TYPICAL FOUNDATION FOR MAIN EQUIPMENT PLANS AND ELEVATIONS | 079254C-1B00-DW-1722-001-01 | B
UNIT-03-HCKU TYPICAL FOUNDATION FOR MAIN EQUIPMENT PLANS AND ELEVATIONS | 079254C-1B00-DW-1722-001-02 | B
UNIT-03-HCKU TYPICAL PIPE RACK 03-PR-300-FOUNDATION PLAN, SECTION & DETAILS | 079254C-1B03-DW-1722-001-01 | B
UNIT-03-HCKU TYPICAL STEEL STRUCTURE FOUNDATION 03-STR-700 PLANS AND ELEVATIONS | 079254C-1B03-DW-1722-002-01 | B
UNIT-03-HCKU TYPICAL PIPE RACKS 03-PR-400-02-FOUNDATION PLAN, SECTION & DETAILS | 079254C-1B03-DW-1722-003-01 | B
UNIT-03-HCKU TYPICAL PIPE RACKS 03-PR-400-02-FOUNDATION PLAN, SECTION & DETAILS | 079254C-1B03-DW-1722-003-02 | B
UNIT-03-HCKU TYPICAL STEEL STRUCTURE FOUNDATION 03-STR-700 PLANS AND ELEVATIONS | 079254C-1B03-DW-1822-001-04 | A
UNIT-03-HCKU TYPICAL STEEL STRUCTURE FOUNDATION 03-STR-700 PLANS AND ELEVATIONS | 079254C-1B03-DW-1822-001-05 | A
UNIT-04-HPU TYPICAL PIPE RACK 04-PR-100-01 FOUNDATION PLAN, SECTION &DETAILS | 079254C-1B04-DW-1722-001-01 | B
UNIT-04-HPU TYPICAL PIPE RACK 04-PR-100-01 FOUNDATION PLAN, SECTION & DETAILS | 079254C-1B04-DW-1722-001-02 | B
UNIT-04-HPU TYPICAL STEEL STRUCTURE FOUNDATION 04-STR-300 PLANS AND ELEVATIONS | 079254C-1B04-DW-1722-002-01 | B
UNIT-04-HPU TYPICAL STEEL STRUCTURE FOUNDATION 04-STR-300 PLANS AND ELEVATIONS | 079254C-1B04-DW-1822-001-01 | B
UNIT-04-HPU TYPICAL STEEL STRUCTURE FOUNDATION 04-STR-300 PLANS AND ELEVATIONS | 079254C-1B04-DW-1822-001-02 | A
DHT - UNIT 02 STRIPPER TOWER (02-T-002) FOUNDATION PLAN, SECTION & DETAILS | 079254C-1C02-DW-1722-001-01 | D
UNIT-05-DCU TYPICAL PIPE RACK 05-PR-200-FOUNDATION PLAN, SECTION & DETAILS | 079254C-1D05-DW-1722-001-01 | B
UNIT-05-DCU TYPICAL PIPE RACK 05-PR-200-FOUNDATION PLAN, SECTION & DETAILS | 079254C-1D05-DW-1722-001-02 | B
UNIT-05 -DCU TYPICAL STEEL STRUCTURE FOUNDATION 05-STR-200 PLANS AND ELEVATIONS | 079254C-1D05-DW-1722-002-01 | B
UNIT-05 -DCU TYPICAL PIPE RACK 05-PR-100-04-FOUNDATION PLAN, SECTION & DETAILS | 079254C-1D05-DW-1722-003-01 | B
UNIT-05 -DCU TYPICAL PIPE RACK 05-PR-100-04-FOUNDATION PLAN, SECTION & DETAILS | 079254C-1D05-DW-1722-003-02 | B
UNIT-05 -DCU TYPICAL PIPE RACK 05-PR-100-04-FOUNDATION PLAN, SECTION & DETAILS | 079254C-1D05-DW-1722-003-03 | A
UNIT-05 -DCU TYPICAL GAS COMPRESSOR FOUNDATION (05-K-001) PLANS AND ELEVATIONS | 079254C-1D05-DW-1722-004-01 | B
UNIT-05 -DCU TYPICAL STRIPPER TOWER FOUNDATION (05-T-001) PLANS AND ELEVATIONS | 079254C-1D05-DW-1722-005-01 | B
UNIT -09- ARU TYPICAL PIPE RACK 09-PR-100-01 FOUNDATION PLAN, SECTION & DETAIL | 079254C-1E09-DW-1722-001-01 | B
UNIT -09- ARU TYPICAL STEEL STRUCTURE FOUNDATION 09-STR-200 PLANS AND ELEVATIONS | 079254C-1E09-DW-1722-002-01 | B
UNIT-10-SWSU TYPICAL PIPE RACK 10- PR-100-01 FOUNDATION PLAN, SECTION & DETAILS | 079254C-1E10-DW-1722-001-01 | B
UNIT-10-SWSU TYPICAL STEEL STRUCTURE FOUNDATION 10-STR-100 PLANS AND ELEVATIONS | 079254C-1E10-DW-1722-002-01 | B
WWT - UNIT 52 - OILY BASIN 52-BA-801 FOUNDATION PLAN, SECTION & DETAILS | 079254C-1F52-DW-1723-001-01 | B
U & O AREA SHELTER 41--PR-100 FOUNDATION PLAN, SECTION & DETAILS | 079254C-1G00-DW-1722-001-01 | B
U & O AREA SHELTER 41--PR-100 FOUNDATION PLAN, SECTION & DETAILS | 079254C-1G00-DW-1722-001-02 | B
U & O AREA SHELTER 41--PR-100 FOUNDATION PLAN, SECTION & DETAILS | 079254C-1G00-DW-1722-001-03 | A
U & O AREA SHELTER 41-SH-001 FOUNDATION PLAN, SECTION & DETAILS | 079254C-1G00-DW-1722-002-01 | B
U & O AREA TANK 35-TK-003 FOUNDATION PLAN, SECTION & DETAILS | 079254C-1G00-DW-1722-003-01 | B
SR & TGT - UNIT 51 INCINERATOR STACK (11-SK-001) FOUNDATION PLAN, SECTION & DETAILS | 079254C-1L11-DW-1722-001-01 | C
UNIT-58-RIU TYPICAL ROAD CROSSING - FOUNDATION PLAN SECTION AND DETAILS | 079254C-1M58-DW-1722-001-01 | B
TFU - UNIT 53 HCKU FEED TANK (53-TK-002 A/B) FOUNDATION PLAN & DETAILS | 079254C-1N53-DW-1722-001-01 | C
Project
079254C
Unit
0000
Document Code
ML 100
Serial N°
Rev.
0
Page
-

## 5.4.5
ASSIUT HYDROCRACKING COMPLEX
ANOPC
5. ENGINEERING/DESIGN
5.4 CIVIL & STEEL STRUCTURES
5.4.5 STEEL STRUCTURES
INDEX
TITLE | DOC. N° | REV.
GENERAL NOTES FOR STEEL STRUCTURES | 079254C-0000-DW-1802-001-01 | C
PRICE DESCRIPTION FOR FABRICATION, TRANSPORT & ERECTION FOR STEEL STRUCTURES | 079254C-0000-PD-1800-001 | A
PRICE LIST FOR STEEL STRUCTURES ERECTION | 079254C-0000-PS-1800-001 | A
GENERAL NOTES FOR STEEL STRUCTURES | 079254C-0000-DW-1802-001-01 | C
PRICE DESCRIPTION FOR FABRICATION, TRANSPORT & ERECTION FOR STEEL STRUCTURES | 079254C-0000-PD-1800-001 | A
PRICE LIST FOR STEEL STRUCTURES ERECTION | 079254C-0000-PS-1800-001 | A
Project
079254C
Unit
0000
Document Code
ML 100
Serial N°
Rev.
0
Page
-

## 5.4.6
ASSIUT HYDROCRACKING COMPLEX
ANOPC
5. ENGINEERING/DESIGN
5.4 CIVIL & STEEL STRUCTURES
5.4.6 JOB DESIGN SPECIFICATION
INDEX
TITLE | DOC. N° | REV.
JOB DESIGN SPECIFICATION FOR EARHWORKS- ROAD & FENCING | 079254C-0000-JSD-1440-001 | B
JOB DESIGN SPECIFICATION FOR UNDERGROUND SYSTEMS | 079254C-0000-JSD-1400-001 | B
Project
079254C
Unit
0000
Document Code
ML 100
Serial N°
Rev.
0
Page
-

## 5.4.7
ASSIUT HYDROCRACKING COMPLEX
ANOPC
5. ENGINEERING/DESIGN
5.4 CIVIL & STEEL STRUCTURES
5.4.7 JOB SUPPLY SPECIFICATION
INDEX
TITLE | DOC. N° | REV.
Project
079254C
Unit
0000
Document Code
ML 100
Serial N°
Rev.
0
Page
-

## 5.4.8
ASSIUT HYDROCRACKING COMPLEX
ANOPC
5. ENGINEERING/DESIGN
5.4 CIVIL & STEEL STRUCTURES
5.4.8 STANDARD CONSTRUCTION DRAWINGS
INDEX
TITLE | DOC. N° | REV.
CIVIL AND STRUCTURAL REINFORCED CONCRETE WORKS DESIGN STANDARDS | 079254C-0000-STD-1780-00 | B
CIVIL AND STRUCTURAL STEEL STRUCTURE DESIGN STANDARDS | 079254C-0000-STD-1880-001 | B
Project
079254C
Unit
0000
Document Code
ML 100
Serial N°
Rev.
0
Page
-

## 5.5.1
ASSIUT HYDROCRACKING COMPLEX
ANOPC
5. ENGINEERING/DESIGN
5.5 BUILDINGS
5.5.1 BUILDING LISTS
INDEX
TITLE | DOC. N° | REV.
NON-OPERATIONAL BUILDING LIST | 079254C-1P70-NM-2000-002 | C
OPERATIONAL BUILDING LIST | 079254C-1P71-NM-2000-001 | C
Project
079254C
Unit
0000
Document Code
ML 100
Serial N°
Rev.
0
Page
-

## 5.5.2
ASSIUT HYDROCRACKING COMPLEX
ANOPC
5. ENGINEERING/DESIGN
5.5 BUILDINGS
5.5.2 BUILDING HVAC CALCULATION
INDEX
TITLE | DOC. N° | REV.
LOCAL CONTROL BUILDING (LCB -1G-01) HVAC THERMAL CALCULATIONS | 079254C-1P71-CN-3441-002 | B
HVAC THERMAL CALCULATION LCB - LOCAL CONTROL BUILDING LCB-1B-01 | 079254C-1P71-CN-3441-005 | B
CENTRAL CONTROL BUILDING HVAC CALCULATION REPORT | 079254C-1P71-CN-3441-010 | B
LOCAL CONTROL BUILDING (LCB -1G-02) HVAC THERMAL CALCULATIONS | 079254C-1P71-CN-3441-011 | B
HVAC THERMAL CALCULATION PEB PLANT ELECTRICAL BUILDING PEB-1B-01 | 079254C-1P71-CN-3442-001 | B
HVAC THERMAL CALCULATION LCB- LOCAL CONTROL BUILDING / PEB - PLANT ELECTRICAL BUILDING LCB-1E-01 / PEB-1E-01 | 079254C-1P71-CN-3442-002 | B
HVAC THERMAL CALCULATION LCB - LOCAL CONTROL BUILDING / PEB - PLANT ELECTRICAL BUILDING LCB-1D-01/ PEB-1D-01 | 079254C-1P71-CN-3442-003 | B
PEB-1G-01 - PLANT ELECTRICAL BUILDING - HVAC CALCULATION REPORT | 079254C-1P71-CN-3442-004 | B
PEB-1G-02 - PLANT ELECTRICAL BUILDING - HVAC CALCULATION REPORT | 079254C-1P71-CN-3442-005 | B
LABORATORY BUILDING HVAC CALCULATION REPORT | 079254C-1P71-CN-3446-010 | B
Project
079254C
Unit
0000
Document Code
ML 100
Serial N°
Rev.
0
Page
-

## 5.5.3
ASSIUT HYDROCRACKING COMPLEX
ANOPC
5. ENGINEERING/DESIGN
5.5 BUILDINGS
5.5.3 ARCHITECTURAL LAYOUTS
INDEX
TITLE | DOC. N° | REV.
U & O AREA LCB-1G-01 LOCAL CONTROL BUILDING ARCHITECTURAL PLAN, ELEVATION, SECTION & SCHEDULES | 079254C-1P71-DW-2031-002-01 | B
DHTU LOCAL CONTROL BUILDING (LCB-1C-01) GROUND FLOOR PLAN | 079254C-1P71-DW-2031-003-01 | C
DHTU LOCAL CONTROL BUILDING (LCB-1C-01) ROOF PLAN | 079254C-1P71-DW-2031-003-02 | C
DHTU LOCAL CONTROL BUILDING (LCB-1C-01) SECTION A | 079254C-1P71-DW-2031-003-03 | C
DHTU LOCAL CONTROL BUILDING (LCB-1C-01) ELEVATIONS 1 & 2 | 079254C-1P71-DW-2031-003-04 | C
DHTU LOCAL CONTROL BUILDING (LCB-1C-01) ELEVATIONS 3 & 2 | 079254C-1P71-DW-2031-003-05 | C
DHTU LOCAL CONTROL BUILDING (LCB-1C-01) FINISHING SCHEDULE | 079254C-1P71-DW-2031-003-06 | C
DHTU LOCAL CONTROL BUILDING (LCB-1C-01) DOORS & WINDOWS TYPES & SCHEDULES | 079254C-1P71-DW-2031-003-07 | C
U & O AREA LCB-1G-02 LOCAL CONTROL BUILDING ARCHITECTURAL PLAN, ELEVATION, SECTION & SCHEDULES | 079254C-1P71-DW-2031-009-01 | B
CENTRAL CONTROL BUILDING (B-14) ARCHITECTURAL GROUND FLOOR PLAN | 079254C-1P71-DW-2031-010-01 | B
CENTRAL CONTROL BUILDING (B-14) ARCHITECTURAL ROOF PLAN | 079254C-1P71-DW-2031-010-02 | B
CENTRAL CONTROL BUILDING (B-14) ARCHITECTURAL SECTIONS | 079254C-1P71-DW-2031-010-03 | B
CENTRAL CONTROL BUILDING (B-14) ARCHITECTURAL ELEVATIONS | 079254C-1P71-DW-2031-010-04 | B
CENTRAL CONTROL BUILDING (B-14) ARCHITECTURAL FINISHING SCHEDULES & DOORS TYPES SCHEDULE | 079254C-1P71-DW-2031-010-05 | B
LCB-1B-01-LCB - ARCHITECTURAL GROUND FLOOR AND ROOF PLANS | 079254C-1P71-DW-2032-001-01 | B
LCB-1B-01-LCB - ARCHITECTURAL ELEVATIONS A AND B | 079254C-1P71-DW-2032-001-02 | B
LCB-1B-01-LCB - ARCHITECTURAL SECTIONS 1&2, DOORS AND FINISHING SCHEDULES | 079254C-1P71-DW-2032-001-03 | B
PEB-1E-01 & LCB -1E-01 - ARCHITECTURAL GROUND FLOOR PLAN | 079254C-1P71-DW-2032-002-01 | B
PEB-1E-01 & LCB -1E-01 - ARCHITECTURAL GROUND FLOOR PLAN | 079254C-1P71-DW-2032-002-02 | B
PEB-1E-01 & LCB -1E-01 - ARCHITECTURAL FIRST FLOOR PLAN | 079254C-1P71-DW-2032-002-03 | B
PEB-1E-01 & LCB -1E-01 - ARCHITECTURAL FIRST FLOOR PLAN | 079254C-1P71-DW-2032-002-04 | B
PEB-1E-01 & LCB -1E-01 - ARCHITECTURAL ROOF PLAN AND ELEVATION A & B | 079254C-1P71-DW-2032-002-05 | B
PEB-1E-01 & LCB -1E-01 - ARCHITECTURAL ELEVATION C. SECTIONS 1& 2 DOORS AND FINISHING SCHEDULES | 079254C-1P71-DW-2032-002-06 | B
PEB-1D-01 & LCB -1D-01 - ARCHITECTURAL GROUND FLOOR PLAN | 079254C-1P71-DW-2032-003-01 | B
PEB-1D-01 & LCB -1D-01 - ARCHITECTURAL FIRST FLOOR PLAN | 079254C-1P71-DW-2032-003-02 | B
PEB-1D-01 & LCB -1D-01 - ARCHITECTURAL ROOF PLAN AND ELEVATION A | 079254C-1P71-DW-2032-003-03 | B
PEB-1D-01 & LCB -1D-01 - ARCHITECTURAL ELEVATION B AND ELEVATION C | 079254C-1P71-DW-2032-003-04 | B
PEB-1D-01 & LCB -1D-01 - ARCHITECTURAL SECTIONS 1 & 2 DOORS AND FINISHING SCHEDULES | 079254C-1P71-DW-2032-003-05 | B
U & O AREA PEB-1G-01 PLANT ELECTRICAL BUILDING ARCHITECTURAL FLOOR PLANS & SCHEDULES | 079254C-1P71-DW-2032-004-01 | C
U & O AREA PEB-1G-01 PLANT ELECTRICAL BUILDING ARCHITECTURAL FLOOR PLAN & SECTION | 079254C-1P71-DW-2032-004-02 | C
U & O AREA PEB-1G-01 PLANT ELECTRICAL BUILDING ARCHITECTURAL ELEVATIONS | 079254C-1P71-DW-2032-004-03 | C
U & O AREA LCB-1G-01 PLANT ELECTRICAL BUILDING DOOR & WINDOW TYPES AND SCHEDULE | 079254C-1P71-DW-2032-004-04 | B
U & O AREA PEB-1G-02 PLANT ELECTRICAL BUILDING ARCHITECTURAL FLOOR PLANS & SCHEDULES | 079254C-1P71-DW-2032-005-01 | B
U & O AREA PEB-1G-02 PLANT ELECTRICAL BUILDING ARCHITECTURAL FLOOR PLANS & SECTIONS | 079254C-1P71-DW-2032-005-02 | B
U & O AREA PEB-1G-02 PLANT ELECTRICAL BUILDING ARCHITECTURAL ELEVATIONS | 079254C-1P71-DW-2032-005-03 | B
PEB-1B-01 - ARCHITECTURAL GROUND FLOOR PLAN | 079254C-1P71-DW-2032-006-01 | B
PEB-1B-01 - ARCHITECTURAL GROUND FLOOR PLAN | 079254C-1P71-DW-2032-006-02 | B
PEB-1B-01 - ARCHITECTURAL FIRST FLOOR PLAN | 079254C-1P71-DW-2032-006-03 | B
PEB-1B-01 - ARCHITECTURAL FIRST FLOOR PLAN | 079254C-1P71-DW-2032-006-04 | B
PEB-1B-01 - ARCHITECTURAL ROOF PLAN AND ELEVATION A& B | 079254C-1P71-DW-2032-006-05 | B
PEB-1B-01 - ARCHITECTURAL ELEVATION C. SECTION 1 DOORS AND FINISHING SCHEDULES | 079254C-1P71-DW-2032-006-06 | B
PLANT ELECTRICAL BUILDING (PEB-1C-01) GROUND FLOOR PLAN (PART 1-2) | 079254C-1P71-DW-2032-008-01 | C
PLANT ELECTRICAL BUILDING (PEB-1C-01) GROUND FLOOR PLAN (PART 2-2) | 079254C-1P71-DW-2032-008-02 | C
PLANT ELECTRICAL BUILDING (PEB-1C-01) FIRST FLOOR PLAN (PART 2-2) | 079254C-1P71-DW-2032-008-03 | C
PLANT ELECTRICAL BUILDING (PEB-1C-01) FIRST FLOOR PLAN (PART 2-2) | 079254C-1P71-DW-2032-008-04 | C
PLANT ELECTRICAL BUILDING (PEB-1C-01) ROOF PLAN (PART 1-2) | 079254C-1P71-DW-2032-008-05 | C
PLANT ELECTRICAL BUILDING (PEB-1C-01) ROOF PLAN (PART 2-2) | 079254C-1P71-DW-2032-008-06 | C
PLANT ELECTRICAL BUILDING (PEB-1C-01) SECTION A | 079254C-1P71-DW-2032-008-07 | C
PLANT ELECTRICAL BUILDING (PEB-1C-01) SECTION B | 079254C-1P71-DW-2032-008-08 | C
PLANT ELECTRICAL BUILDING (PEB-1C-01) ELEVATION 1 | 079254C-1P71-DW-2032-008-09 | C
PLANT ELECTRICAL BUILDING (PEB-1C-01) ELEVATIONS (2&4) | 079254C-1P71-DW-2032-008-10 | C
PLANT ELECTRICAL BUILDING (PEB-1C-01) ELEVATIONS 3 | 079254C-1P71-DW-2032-008-11 | C
PLANT ELECTRICAL BUILDING (PEB-1C-01) FINISHING SCHEDULE | 079254C-1P71-DW-2032-008-12 | C
PLANT ELECTRICAL BUILDING (PEB-1C-01) DOORS & WINDOWS TYPES & SCHEDULES | 079254C-1P71-DW-2032-008-13 | C
ARCHITECTURE GENERAL DETAILS TYPICAL DETAILS | 079254C-1P70-DW-2000-004-01 | C
ADMINISTRATION BUILDING / CANTEEN (B01) GROUND FLOOR PLAN | 079254C-1P70-DW-2033-001-01 | C
ADMINISTRATION BUILDING / CANTEEN (B01) GROUND FLOOR PLAN (PART 1-3) | 079254C-1P70-DW-2033-001-02 | C
ADMINISTRATION BUILDING / CANTEEN (B01) GROUND FLOOR PLAN (PART 2-3) | 079254C-1P70-DW-2033-001-03 | C
ADMINISTRATION BUILDING / CANTEEN (B01) GROUND FLOOR PLAN (PART 3-3) | 079254C-1P70-DW-2033-001-04 | C
ADMINISTRATION BUILDING / CANTEEN (B01) FIRST FLOOR PLAN | 079254C-1P70-DW-2033-001-05 | C
ADMINISTRATION BUILDING / CANTEEN (B01) FIRST FLOOR PLAN (PART 1-3) | 079254C-1P70-DW-2033-001-06 | C
ADMINISTRATION BUILDING / CANTEEN (B01) FIRST FLOOR PLAN (PART 2-3) | 079254C-1P70-DW-2033-001-07 | C
ADMINISTRATION BUILDING / CANTEEN (B01) FIRST FLOOR PLAN (PART 3-3) | 079254C-1P70-DW-2033-001-08 | C
ADMINISTRATION BUILDING / CANTEEN (B01) ROOF FLOOR & UPPER ROOF PLANS | 079254C-1P70-DW-2033-001-09 | C
ADMINISTRATION BUILDING / CANTEEN (B01) ROOF FLOOR PLAN (PART 1-3) | 079254C-1P70-DW-2033-001-10 | C
ADMINISTRATION BUILDING / CANTEEN (B01) ROOF FLOOR PLAN (PART 2-3) | 079254C-1P70-DW-2033-001-11 | C
FIRE SAFETY BUILDING (B06) GROUND FLOOR PLAN | 079254C-1P70-DW-2035-003-01 | D
FIRE SAFETY BUILDING (B06) FIRST FLOOR PLAN & ROOF PLAN | 079254C-1P70-DW-2035-003-02 | D
FIRE SAFETY BUILDING (B06) SECTIONS A - ELEVATIONS 1 AND 2 | 079254C-1P70-DW-2035-003-03 | D
FIRE SAFETY BUILDING (B06) SECTIONS A - ELEVATIONS 3 AND 4 | 079254C-1P70-DW-2035-003-04 | D
FIRE SAFETY BUILDING (B06) FINISHING SCHEDULE | 079254C-1P70-DW-2035-003-05 | D
FIRE SAFETY BUILDING (B06) DOORS & WINDOWS TYPE & SCHEDULE | 079254C-1P70-DW-2035-003-06 | C
Project
079254C
Unit
0000
Document Code
ML 100
Serial N°
Rev.
0
Page
-

## 5.5.4
ASSIUT HYDROCRACKING COMPLEX
ANOPC
5. ENGINEERING/DESIGN
5.5 BUILDINGS
5.5.3 HVAC LAYOUTS
INDEX
TITLE | DOC. N° | REV.
LCB-1G-01 LOCAL CONTROL BUILDING HVAC SYSTEM LAYOUT | 079254C-1P71-DW-3431-002-01 | A
CENTRAL CONTROL BUILDING (B-14) HVAC LAYOUT | 079254C-1P71-DW-3431-010-01 | B
LCB-1G-02 LOCAL CONTROL BUILDING HVAC SYSTEM LAYOUT | 079254C-1P71-DW-3431-011-01 | A
PEB PLANT ELECTRICAL BUILDING PEB-1B-01 HVAC LAYOUT FIRST FLOOR PLAN | 079254C-1P71-DW-3432-001-01 | B
LCB- LOCAL CONTROL BUILDING & PEB- PLANT ELECTRICAL BUILDING LCB-1E-01 / PEB-1E-01 HVAC LAYOUT - FIRST FLOOR PLAN | 079254C-1P71-DW-3432-002-01 | B
LCB- LOCAL CONTROL BUILDING & PEB -PLANT ELECTRICAL BUILDING LCB-1D-01 / PEB-1D-01 HVAC LAYOUT - FIRST FLOOR PLAN | 079254C-1P71-DW-3432-003-01 | B
PEB-1G-001 PLANT ELECTRICAL BUILDING HVAC SYSTEM LAYOUT | 079254C-1P71-DW-3432-004-01 | A
PEB-1G-002 PLANT ELECTRICAL BUILDING HVAC SYSTEM LAYOUT | 079254C-1P71-DW-3432-005-01 | A
LABORATORY BUILDING HVAC LAYOUT | 079254C-1P71-DW-3436-001-01 | B
Project
079254C
Unit
0000
Document Code
ML 100
Serial N°
Rev.
0
Page
-

## 5.5.5
ASSIUT HYDROCRACKING COMPLEX
ANOPC
5. ENGINEERING/DESIGN
5.5 BUILDINGS
5.5.5 HVAC PROCESS FLOW DIAGRAMS
INDEX
TITLE | DOC. N° | REV.
PEB PLANT ELECTRICAL BUILDING PEB-1B-01 HVAC PROCESS FLOW DIAGRAM | 079254C-1P71-PFD-3410-002-01 | B
LCB-LOCAL CONTROL BUILDING LCB-1E-01 HVAC PROCESS FLOW DIAGRAM | 079254C-1P71-PFD-3410-003-01 | B
LCB-LOCAL CONTROL BUILDING LCB-1E-01 HVAC PROCESS FLOW DIAGRAM | 079254C-1P71-PFD-3410-003-02 | B
LCB-LOCAL CONTROL BUILDING LCB-1D-01 HVAC PROCESS FLOW DIAGRAM | 079254C-1P71-PFD-3410-004-01 | B
PEB -PLANT ELECTRICAL BUILDING PEB-1D-01 HVAC PROCESS FLOW DIAGRAM | 079254C-1P71-PFD-3410-004-02 | B
LCB-1G-01 LCB-LOCAL CONTROL BUILDING - HVAC PROCESS FLOW DIAGRAM | 079254C-1P71-PFD-3410-005-01 | B
PEB-1G-01 PLANT ELECTRICAL BUILDING - HVAC PROCESS FLOW DIAGRAM | 079254C-1P71-PFD-3410-006-01 | B
PEB-1G-02 PLANT ELECTRICAL BUILDING - HVAC PROCESS FLOW DIAGRAM | 079254C-1P71-PFD-3410-007-01 | B
LCB - LOCAL CONTROL BUILDING LCB-1B-01 HVAC PROCESS FLOW DIAGRAM | 079254C-1P71-PFD-3410-009-01 | B
CENTRAL CONTROL BUILDING HVAC PROCESS FLOW DIAGRAM | 079254C-1P71-PFD-3410-010-01 | A
LCB-1G-02 LOCAL CONTROL BUILDING - HVAC PROCESS FLOW DIAGRAM | 079254C-1P71-PFD-3410-011-01 | B
LABORATORY BUILDING HVAC PROCESS FLOW DIAGRAM | 079254C-1P71-PFD-3410-016-01 | B
Project
079254C
Unit
0000
Document Code
ML 100
Serial N°
Rev.
0
Page
-

## 5.6.1
ASSIUT HYDROCRACKING COMPLEX
ANOPC
5. ENGINEERING/DESIGN
5.6 INSTRUMENTATION
5.6.1 TELECOMMUNICATION SYSTEMS
INDEX
TITLE | DOC. N° | REV.
OVERALL TELECOM SYSTEM BLOCK DIAGRAMS | 079254C-0000-DW-1532-001-01 | B
ACCESS CONTROL SYSTEM ARCHITECTURE CONNECTION DIAGRAM | 079254C-0000-DW-1532-002-01 | B
PLANT RADIO SYSTEM ARCHITECTURE CONNECTION DIAGRAM | 079254C-0000-DW-1532-003-01 | B
BUSINESS DATA LAN (&VIDEOCONFERENCE)SYSTEM ARCHITECTURE CONNECTION DIAGRAM | 079254C-0000-DW-1532-004-01 | B
TELEPHONE SYSTEM ARCHITECTURE CONNECTION DIAGRAM | 079254C-0000-DW-1532-005-01 | B
PA/GA & INTERCOM SYSTEM ARCHITECTURE - CONNECTION DIAGRAM | 079254C-0000-DW-1532-006-01 | B
TELECOM ROOM LAYOUTS | 079254C-0000-DW-1533-001-01 | B
TELECOM ROOM LAYOUTS | 079254C-0000-DW-1533-001-02 | B
TELECOM ROOM LAYOUTS ADMINISTARTION BUILDING - CANTEEN (B01) | 079254C-0000-DW-1533-001-03 | B
TELECOM ROOM LAYOUTS MAINTENANCE WORKSHOP (B-02) | 079254C-0000-DW-1533-001-04 | B
TELECOM ROOM LAYOUTS WAREHOUSE & CHEMICAL STORAGE BUILDING (B03) | 079254C-0000-DW-1533-001-05 | B
TELECOM ROOM LAYOUTS MAIN PLANT GATEHOUSE (HSE) (B04) | 079254C-0000-DW-1533-001-06 | B
TELECOM ROOM LAYOUTS CLINIC (B05) | 079254C-0000-DW-1533-001-07 | B
TELECOM ROOM LAYOUTS FIRE SAFETY BUILDING (B06) | 079254C-0000-DW-1533-001-08 | B
TELECOM ROOM LAYOUTS OFFICE BLOCK BUILDING (B17) | 079254C-0000-DW-1533-001-09 | B
TELECOM ROOM LAYOUTS OFFICE CENTRAL CONTROL BUILDING (B14) | 079254C-0000-DW-1533-001-10 | B
TELECOM ROOM LAYOUTS LABORATORY BUILDING | 079254C-0000-DW-1533-001-11 | A
Project
079254C
Unit
0000
Document Code
ML 100
Serial N°
Rev.
0
Page
-

## 5.6.2
ASSIUT HYDROCRACKING COMPLEX
ANOPC
5. ENGINEERING/DESIGN
5.6 INSTRUMENTATION
5.6.2 INSTRUMENT DATA SHEETS
INDEX
TITLE | DOC. N° | REV.
DATA SHEETS FOR TECHNICAL SPECIFICATION AND EXTENT OF SUPPLY FOR SRU &TGTU ANALYZERS | 079254C-0000-SP-1562-001 | B
PROCESS DATA SHEET FOR GAS AND DUST MONITORING SYSTEMS | 079254C-0000-SP-1565-003 | A
PROCESS DATA SHEET FOR CONTROL VALVES | 079254C-1G00-SP-1500-041 | PA
PROCESS DATA SHEETS FOR PRESSURE SAFETY VAVES | 079254C-1G00-SP-1500-045 | PA
PROCESS DATA SHEETS FOR FLOW INSTRUMENTS | 079254C-1G00-SP-1500-047 | PA
Project
079254C
Unit
0000
Document Code
ML 100
Serial N°
Rev.
0
Page
-

## 5.6.3
ASSIUT HYDROCRACKING COMPLEX
ANOPC
5. ENGINEERING/DESIGN
5.6 INSTRUMENTATION
5.6.3 INSTRUMENT LISTS
INDEX
TITLE | DOC. N° | REV.
INSTRUMENT LIST UNIT 01 | 079254C-1A01-NM-1551-001 | C
INSTRUMENT LIST UNIT 03 | 079254C-1B03-NM-1551-001 | B
INSTRUMENT LIST UNIT 03 | 079254C-1B04-NM-1551-001 | B
INSTRUMENT LIST UNIT 02 | 079254C-1C02-NM-1551-001 | C
INSTRUMENT LIST UNIT 05 | 079254C-1D05-NM-1551-001 | B
INSTRUMENT LIST UNIT 09 | 079254C-1E09-NM-1551-001 | B
INSTRUMENT LIST UNIT 10 | 079254C-1E10-NM-1551-001 | C
INSTRUMENT LIST UNIT 11 | 079254C-1L11-NM-1551-001 | C
INSTRUMENT LIST UNIT 30 | 079254C-1G30-NM-1551-001 | B
INSTRUMENT LIST UNIT 32 | 079254C-1G32-NM-1551-001 | B
INSTRUMENT LIST UNIT 33 | 079254C-1G33-NM-1551-001 | B
INSTRUMENT LIST UNIT 34 | 079254C-1G34-NM-1551-001 | B
INSTRUMENT LIST UNIT 35 | 079254C-1G35-NM-1551-001 | B
INSTRUMENT LIST UNIT 36 | 079254C-1G36-NM-1551-001 | B
INSTRUMENT LIST UNIT 37 | 079254C-1G37-NM-1551-001 | B
INSTRUMENT LIST UNIT 38 | 079254C-1038-NM-1551-001 | B
INSTRUMENT LIST UNIT 41 | 079254C-1G41-NM-1551-001 | B
INSTRUMENT LIST UNIT 43 | 079254C-1G43-NM-1551-001 | B
INSTRUMENT LIST UNIT 44 | 079254C-1G44-NM-1551-001 | B
INSTRUMENT LIST UNIT 45 | 079254C-1G45-NM-1551-001 | B
INSTRUMENT LIST UNIT 54 | 079254C-1L54-NM-1551-001 | C
INSTRUMENT LIST UNIT 50 | 079254C-1M50-NM-1551-001 | B
INSTRUMENT LIST UNIT 51 | 079254C-1051-NM-1551-001 | B
INSTRUMENT LIST UNIT 52 | 079254C-1F52-NM-1551-001 | B
INSTRUMENT LIST UNIT 53 | 079254C-1N53-NM-1551-001 | D
INSTRUMENT LIST UNIT 55 | 079254C-1D55-NM-1551-001 | A
INSTRUMENT LIST UNIT 58 | 079254C-1M58-NM-1551-001 | B
INSTRUMENT LIST UNIT 1G00 | 079254C-1G00-NM-1551-001 | B
IN/OUT LIST UNIT 01 | 079254C-1A01-NM-1511-001 | C
IN/OUT COUNT UNIT 38 | 079254C-1038-NM-1511-001 | B
I/O COUNT UNIT 51 | 079254C-1051-NM-1511-001 | B
I/O COUNT UNIT 03 | 079254C-1B03-NM-1511-001 | B
I/O COUNT UNIT 04 | 079254C-1B04-NM-1511-001 | B
IN/OUT LIST UNIT 02 | 079254C-1C02-NM-1511-001 | C
I/O COUNT UNIT 05 | 079254C-1D05-NM-1511-001 | B
I/O COUNT UNIT 55 | 079254C-1D55-NM-1511-001 | A
I/O COUNT UNIT 09 | 079254C-1E09-NM-1511-001 | B
IN/OUT UNIT 10 | 079254C-1E10-NM-1511-001 | C
I/O COUNT UNIT 52 | 079254C-1F52-NM-1511-001 | B
IN/OUT COUNT UNIT 1G00 | 079254C-1G00-NM-1511-001 | B
I/O COUNT UNIT 30 | 079254C-1G30-NM-1511-001 | B
IN/OUT COUNT UNIT 32 | 079254C-1G32-NM-1511-001 | B
IN/OUT COUNT UNIT 33 | 079254C-1G33-NM-1511-001 | B
IN/OUT COUNT UNIT 34 | 079254C-1G34-NM-1511-001 | B
IN/OUT COUNT UNIT 35 | 079254C-1G35-NM-1511-001 | B
IN/OUT COUNT UNIT 36 | 079254C-1G36-NM-1511-001 | B
IN/OUT COUNT UNIT 37 | 079254C-1G37-NM-1511-001 | B
IN/OUT COUNT UNIT 41 | 079254C-1G41-NM-1511-001 | B
IN/OUT COUNT UNIT 43 | 079254C-1G43-NM-1511-001 | B
IN/OUT COUNT UNIT 44 | 079254C-1G44-NM-1511-001 | B
IN/OUT COUNT UNIT 45 | 079254C-1G45-NM-1511-001 | B
IN/OUT COUNT UNIT 11 | 079254C-1L11-NM-1511-001 | C
IN/OUT LIST UNIT 54 | 079254C-1L54-NM-1511-001 | C
I/O COUNT UNIT 50 | 079254C-1M50-NM-1511-001 | B
I/O COUNT UNIT 58 | 079254C-1M58-NM-1511-001 | B
IN/OUT COUNT UNIT 53 | 079254C-1N53-NM-1511-001 | E
Project
079254C
Unit
0000
Document Code
ML 100
Serial N°
Rev.
0
Page
-

## 5.6.4
ASSIUT HYDROCRACKING COMPLEX
ANOPC
5. ENGINEERING/DESIGN
5.6 INSTRUMENTATION
5.6.4 BUILDING LAYOUTS
INDEX
TITLE | DOC. N° | REV.
Project
079254C
Unit
0000
Document Code
ML 100
Serial N°
Rev.
0
Page
-

## 5.6.5
ASSIUT HYDROCRACKING COMPLEX
ANOPC
5. ENGINEERING/DESIGN
5.6 INSTRUMENTATION
5.6.5 MAIN CABLE ROUTING LAYOUTS
INDEX
TITLE | DOC. N° | REV.
INSTRUMENT MAIN CABLE ROUTING UNIT 03 (HYDROCRACKER-HCU) | 079254C-1B03-DW-1572-001-01 | C
INSTRUMENT MAIN CABLE ROUTING UNIT 04 (HPU) | 079254C-1B04-DW-1572-001-01 | B
DHT - UNIT 02 - INSTRUMENT MAIN CABLE ROUTING LAYOUT | 079254C-1C02-DW-1572-001-01 | C
INSTRUMENT MAIN CABLE ROUTING UNITS 05 (DCU), 55 (CKSU) | 079254C-1D00-DW-1572-001-01 | B
INSTRUMENT MAIN CABLE ROUTING UNIT 09 (ARU) | 079254C-1E09-DW-1572-001-01 | B
INSTRUMENT MAIN CABLE ROUTING UNIT 10 (SWSU) | 079254C-1E10-DW-1572-001-01 | B
INSTRUMENT MAIN CABLE ROUTING UNIT 52 | 079254C-1F52-DW-1572-001-01 | B
INSTRUMENT MAIN CABLE ROUTING UNITS 30,31,32,33,34,35,36,37,4143,44,45 | 079254C-1G00-DW-1572-001-01 | B
INSTRUMENT MAIN CABLE ROUTING UNIT 33 | 079254C-1G33-DW-1572-001-01 | B
SR & TGT - UNIT 11 - INSTRUMENT MAIN CABLE ROUTING LAYOUT | 079254C-1L11-DW-1572-001-01 | B
INSTRUMENT MAIN CABLE ROUTING UNIT 50,51,58 | 079254C-1M00-DW-1572-001-01 | A
TF - UNIT 53 - INSTRUMENT MAIN CABLE ROUTING LAYOUT | 079254C-1N53-DW-1572-001-01 | D
SSU - UNIT 54 - INSTRUMENT MAIN CABLE ROUTING LAYOUT | 079254C-1L54-DW-1572-001-01 | B
VDU - UNIT 01 - INSTRUMENT MAIN CABLE ROUTING LAYOUT | 079254C-1A01-DW-1572-001-01 | B
Project
079254C
Unit
0000
Document Code
ML 100
Serial N°
Rev.
0
Page
-

## 5.6.6
ASSIUT HYDROCRACKING COMPLEX
ANOPC
5. ENGINEERING/DESIGN
5.6 INSTRUMENTATION
5.6.6 JOB DESIGN SPECIFICATIONS
INDEX
TITLE | DOC. N° | REV.
GENERAL DESIGN RULES FOR INSTRUMENT NUMBERING | 079254C-0000-JSD-1501-001 | B
JOB SPECIFICATION FOR DESIGN FOR SMARTPLANT INSTRUMENTATION | 079254C-0000-JSD-1501-002 | B
JOB DESIGN SPECIFICATION FOR CONTROL AND SAFETY SYSTEMS PHILOSOPHY | 079254C-0000-JSD-1510-001 | B
JOB DESIGN SPECIFICATION FOR AUTOMATION SYSTEM AVAILABILITY | 079254C-0000-JSD-1510-002 | B
TELECOMMUNICATION SYSTEM PHILOSOPHY | 079254C-0000-JSD-1530-01 | B
JSD FOR BUILDING COMMUNICATION FACILITIES AND STRUCTURED CABLING SYSTEM (SCS) | 079254C-0000-JSD-1530-02 | B
JOB DESIGN SPECIFICATION FOR INSTRUMENTATION | 079254C-0000-JSD-1540-001 | C
JOB DESIGN SPECIFICATION FOR ANALYZER SYSTEM | 079254C-0000-JSD-1560-001 | B
JOB DESIGN SPECIFICATION FOR ANALYZER SHELTERS | 079254C-0000-JSD-1560-002 | B
GENERAL DESIGN RULES FOR PACKAGE INSTRUMENTATION AND CONTROL | 079254C-0000-JSD-1580-001 | B
Project
079254C
Unit
0000
Document Code
ML 100
Serial N°
Rev.
0
Page
-

## 5.6.7
ASSIUT HYDROCRACKING COMPLEX
ANOPC
5. ENGINEERING/DESIGN
5.6 INSTRUMENTATION
5.6.7 JOB SUPPLY SPECIFICATIONS
INDEX
TITLE | DOC. N° | REV.
JSS FOR SECURITY ACCESS CONTROL SYSTEM (ACS) | 079254C-0000-JSS-1531-02 | B
JSS FOR PLANT RADIO SYSTEM | 079254C-0000-JSS-1532-01 | B
JSS FOR TELEPHONE SYSTEM | 079254C-0000-JSS-1533-01 | B
JSS FOR BUSINESS DATA LAN (INCLUDING VIDEOCONFERENCE SYSTEM) | 079254C-0000-JSS-1534-01 | B
JSS FOR PA/GA &INTERCOM SYSTEM | 079254C-0000-JSS-1535-01 | B
Project
079254C
Unit
0000
Document Code
ML 100
Serial N°
Rev.
0
Page
-

## 5.7.1
ASSIUT HYDROCRACKING COMPLEX
ANOPC
5. ENGINEERING/DESIGN
5.7 ELECTRICAL
5.7.1 CALCULATIONS
INDEX
TITLE | DOC. N° | REV.
ELECTRICAL CABLE SIZING CRITERIA | 079254C-0000-CN-1621-001 | B | no
ELECTRICAL POWER BALANCE OVERALL | 079254C-0000-CN-1626-001 | B | ok
SHORT CIRCUIT ANALYSIS | 079254C-0000-CN-1651-001 | B | no CS
LOAD FLOW AND VOLTAGE DROP ANALYSIS | 079254C-0000-CN-1651-002 | B | no CS
LIGHTNING PROTECTION RISK ASSESSMENT FOR VACUUM DISTILLATION UNIT VDU- UNIT 1A01 | 079254C-1A01-CN-1611-001 | A | ok
LIGHTNING PROTECTION RISK ASSESSMENT HYDROCRACKER UNIT UNIT (1B03) | 079254C-1B03-CN-1611-001 | B | ok
ELECTRICAL POWER BALANCE FOR SUBSTATION PEB-1B-01 | 079254C-1B03-CN-1626-001 | B | ok
LIGHTNING PROTECTION RISK ASSESSMENT HYDROGEN PRODUCTION UNIT (1B04) | 079254C-1B04-CN-1611-001 | B | ok
LIGHTNING PROTECTION RISK ASSESSMENT FOR THE DISTILLATE HYDROTREATER UNIT UNIT 02 | 079254C-1C02-CN-1611-001 | A | ok
ELECTRICAL POWER BALANCE FOR SUBSTATION PEB-1C-01 | 079254C-1C02-CN-1626-001 | B | ok
LIGHTNING PROTECTION RISK ASSESSMENT DELAYER COKER UNIT (1D05) | 079254C-1D05-CN-1611-001 | B | ok
ELECTRICAL POWER BALANCE FOR SUBSTATION PEB-1D-01 | 079254C-1D05-CN-1626-001 | B | ok
LIGHTNING PROTECTION RISK ASSESSMENT COKE STORAGE AND HANDLING HYDROCRACKER UNIT UNIT (1D55) | 079254C-1D55-CN-1611-001 | B | ok
LIGHTNING PROTECTION RISK ASSESSMENT AMINE REGENERATION UNIT (1E09) | 079254C-1E09-CN-1611-001 | C | ok
LIGHTNING PROTECTION RISK ASSESSMENT SOUR WATER STRIPPER UNIT (1E10) | 079254C-1E10-CN-1611-001 | B | ok
ELECTRICAL POWER BALANCE FOR SUBSTATION PEB-1D-01 | 079254C-1E10-CN-1626-001 | B | ok
LIGHTNING PROTECTION RISK ASSESSMENT WASTE WATER TREATMENT AREA 1F52 | 079254C-1F52-CN-1611-001 | B | ok
LIGHTNING PROTECTION RISK ASSESSMENT UTILITIES AREA 1G00 | 079254C-1G00-CN-1611-001 | B | ok
ELECTRICAL POWER BALANCE FOR SUBSTATION PEB-1G-01 | 079254C-1G00-CN-1626-001 | B | ok
LIGHTNING PROTECTION RISK ASSESSMENT COOLING WATER AREA 1G33 | 079254C-1G33-CN-1611-001 | B | ok
ELECTRICAL POWER BALANCE FOR SUBSTATION PEB-1G-02 | 079254C-1G33-CN-1626-001 | B | ok
LIGHTNING PROTECTION RISK ASSESSMENT FOR SULPHUR RECOVERY UNIT AND TAIL GAS TREATMENT UNIT (UNIT 1L11) | 079254C-1L11-CN-1611-001 | B | ok
LIGHTNING PROTECTION RISK ASSESSMENT FOR SULPHUR SOLIDIFICATION UNIT (1L54) | 079254C-1L54-CN-1611-001 | A | ok
LIGHTNING PROTECTION RISK ASSESSMENT FOR TANK FARM (TF) UNIT 1N53 | 079254C-1N53-CN-1611-001 | B | ok
LIGHTNING PROTECTION RISK ASSESSMENT FOR BUILDING AREA 1P70 | 079254C-1P70-CN-1611-001 | A | ok
ELECTRICAL POWER BALANCE FOR SUBSTATION PEB-1P-01 | 079254C-1P70-CN-1626-001 | B | ok
Project
079254C
Unit
0000
Document Code
ML 100
Serial N°
Rev.
0
Page
-

## 5.7.2
ASSIUT HYDROCRACKING COMPLEX
ANOPC
5. ENGINEERING/DESIGN
5.7 ELECTRICAL
5.7.2 CONTROL SYSTEM BLOCK DIAGRAM
INDEX
TITLE | DOC. N° | REV.
ELECTRICAL MONITORING AND CONTROL SYSTEM BLOCK DIAGRAM | 079254C-0000-DW-1663-001-01 | B
Project
079254C
Unit
0000
Document Code
ML 100
Serial N°
Rev.
0
Page
-

## 5.7.3
ASSIUT HYDROCRACKING COMPLEX
ANOPC
5. ENGINEERING/DESIGN
5.7 ELECTRICAL
5.7.3 SINGLE LINE DIAGRAMS
INDEX
TITLE | DOC. N° | REV.
SUBSTATION SINGLE LINE DIAGRAM PEB-1B-01 | 079254C-1B03-DW-1652-001-03 | B | ok manca file
KEY SINGLE LINE DIAGRAM OVERALL | 079254C-0000-DW-1652-001-01 | B | ok
SUBSTATION SINGLE LINE DIAGRAM PEB-1B-01 | 079254C-1B03-DW-1652-001-01 | B | ok
SUBSTATION SINGLE LINE DIAGRAM PEB-1B-01 | 079254C-1B03-DW-1652-001-02 | B | ok
SUBSTATION SINGLE LINE DIAGRAM PEB-1B-01 | 079254C-1B03-DW-1652-001-04 | B | ok
SUBSTATION SINGLE LINE DIAGRAM PEB-1C-01 | 079254C-1C02-DW-1652-001-01 | B | ok manca nativo
SUBSTATION SINGLE LINE DIAGRAM PEB-1C-01 | 079254C-1C02-DW-1652-001-02 | B | ok manca nativo
SUBSTATION SINGLE LINE DIAGRAM PEB-1C-01 | 079254C-1C02-DW-1652-001-03 | D | ok
SUBSTATION SINGLE LINE DIAGRAM PEB-1C-01 | 079254C-1C02-DW-1652-001-04 | D | ok
SUBSTATION SINGLE LINE DIAGRAM PEB-1D-01 | 079254C-1D05-DW-1652-001-01 | B | ok
SUBSTATION SINGLE LINE DIAGRAM PEB-1D-01 | 079254C-1D05-DW-1652-001-02 | B | ok
SUBSTATION SINGLE LINE DIAGRAM PEB-1D-01 | 079254C-1D05-DW-1652-001-03 | B | ok
SUBSTATION SINGLE LINE DIAGRAM PEB-1D-01 | 079254C-1D05-DW-1652-001-04 | B | ok
SUBSTATION SINGLE LINE DIAGRAM PEB-1E-01 | 079254C-1E10-DW-1652-001-01 | B | ok
SUBSTATION SINGLE LINE DIAGRAM PEB-1E-01 | 079254C-1E10-DW-1652-001-02 | B | ok
SUBSTATION SINGLE LINE DIAGRAM PEB-1E-01 | 079254C-1E10-DW-1652-001-03 | B | ok
SUBSTATION SINGLE LINE DIAGRAM PEB-1G-01 | 079254C-1G00-DW-1652-001-01 | B | ok
SUBSTATION SINGLE LINE DIAGRAM PEB-1G-01 | 079254C-1G00-DW-1652-001-02 | B | ok
SUBSTATION SINGLE LINE DIAGRAM PEB-1G-01 | 079254C-1G00-DW-1652-001-03 | B | ok
SUBSTATION SINGLE LINE DIAGRAM PEB-1G-02 | 079254C-1G33-DW-1652-001-01 | B | ok
SUBSTATION SINGLE LINE DIAGRAM PEB-1G-02 | 079254C-1G33-DW-1652-001-02 | B | ok
SUBSTATION SINGLE LINE DIAGRAM PEB-1P-01 | 079254C-1P70-DW-1652-001-01 | B | ok
Project
079254C
Unit
0000
Document Code
ML 100
Serial N°
Rev.
0
Page
-

## 5.7.4
ASSIUT HYDROCRACKING COMPLEX
ANOPC
5. ENGINEERING/DESIGN
5.7 ELECTRICAL
5.7.4 DATA SHEETS
INDEX
TITLE | DOC. N° | REV.
EQUIPMENT DATA SHEET FOR LOW VOLTAGE MOTORS (TYPICAL) | 079254C-0000-SP-1691-001 | B | OK
EQUIPMENT DATA SHEET FOR MEDIUM VOLTAGE MOTORS (TYPICAL) | 079254C-0000-SP-1692-001 | B | OK
EQUIPMENT DATA SHEET FOR MV/MV & MV/ML OIL POWER TRANSFORMERS SUBSTATION PEB-1B-01 | 079254C-1B03-SP-1641-001 | B | OK
EQUIPMENT DATA SHEET FOR MEDIUM VOLTAGE SWITCHGEAR PEB-1B-01 | 079254C-1B03-SP-1652-001 | B | OK
EQUIPMENT DATA SHEET FOR LOW VOLTAGE SWITCHGEAR SUBSTATION PEB-1B-01 | 079254C-1B03-SP-1654-001 | B | OK
EQUIPMENT DATA SHEET FOR MV/MV & MV/LV OIL POWER TRANSFORMERS SUBSTATION PEB-1C-01 | 079254C-1C02-SP-1641-001 | C | OK
| 079254C-1C02-SP-1641-002 | A
EQUIPMENT DATA SHEET FOR MEDIUM VOLTAGE SWITCHGEAR SUBSTATION PEB-1C-01 | 079254C-1C02-SP-1652-001 | B | OK
| 079254C-1C02-SP-1652-002 | A | OK
EQUIPMENT DATA SHEET FOR LOW VOLTAGE SWITCHGEAR (1C01-PMCC-4-1) | 079254C-1C02-SP-1654-001 | C | OK
EQUIPMENT DATA SHEET FOR MEDIUM VOLTAGE SWITCHGEAR SUBSTATION PEB-1D-01 | 079254C-1D05-SP-1652-001 | B | OK
EQUIPMENT DATA SHEET FOR LOW VOLTAGE SWITCHGEAR SUBSTATION PEB-1D-01 | 079254C-1D05-SP-1654-001 | B | OK
EQUIPMENT DATA SHEET FOR MEDIUM VOLTAGE SWITCHGEAR SUBSTATION PEB-1E-01 | 079254C-1E10-SP-1652-001 | B | OK
EQUIPMENT DATA SHEET FOR LOW VOLTAGE SWITCHGEAR SUBSTATION PEB-1E-01 | 079254C-1E10-SP-1654-001 | B | OK
EQUIPMENT DATA SHEET FOR MV/MN & MVLV OIL POWER TRANSFORMERS SUBSTATION PEB-1G-01 | 079254C-1G00-SP-1641-001 | C | OK
EQUIPMENT DATA SHEET FOR MEDIUM VOLTAGE SWITCHGEAR SUBSTATION PEB-1G-10 | 079254C-1G00-SP-1652-001 | B | OK
EQUIPMENT DATA SHEET FOR LOW VOLTAGE SWITCHGEAR SUBSTATION PEB-1G-01 | 079254C-1G00-SP-1654-001 | B | OK
EQUIPMENT DATA SHEET FOR MV/MV & MV/LV OIL POWER TRANSFORMERS SUBSATTION PEB-1G-02 | 079254C-1G33-SP-1641-001 | C | OK
EQUIPMENT DATA SHEET FOR MEDIUM VOLTAGE SWITCHGEAR SUBSTATION PEB-1G-10 | 079254C-1G33-SP-1652-001 | B | OK
EQUIPMENT DATA SHEET FOR LOW VOLTAGE SWITCHGEAR SUBSTATION PEB-1G-02 | 079254C-1G33-SP-1654-001 | B | OK
EQUIPMENT DATA SHEET FOR MV/LV OIL POWER TRANSFORMERS SUBSTATION PEB-1P-01 | 079254C-1P70-SP-1641-001 | C | OK
EQUIPMENT DATA SHEET FOR MEDIUM VOLTAGE SWITCHGEAR (11KV-IND-A/B) | 079254C-1P70-SP-1652-001 | C | OK
EQUIPMENT DATA SHEET FOR LOW VOLTAGE SWITCHGEAR SUBSTATION PEB-1P-01 | 079254C-1P70-SP-1654-001 | C | OK
| 079254C-1P70-SP-1654-002 | A | OK
Project
079254C
Unit
0000
Document Code
ML 100
Serial N°
Rev.
0
Page
-

## 5.7.5
ASSIUT HYDROCRACKING COMPLEX
ANOPC
5. ENGINEERING/DESIGN
5.7 ELECTRICAL
5.7.5 TYPICAL INSTALLATION STANDARDS
INDEX
TITLE | DOC. N° | REV.
EARTHING AND LIGHTING SYSTEM TYPICAL INSTALLATIONS STANDARDS | 079254C-0000-STC-1691-001 | B | no
POWER SYSTEM TYPICAL INSTALLATION STANDARDS | 079254C-0000-STC-1692-001 | D | ok
LIGHTING SYSTEM TYPICAL INSTALLATION STANDARDS | 079254C-0000-STC-1693-001 | B | no
Project
079254C
Unit
0000
Document Code
ML 100
Serial N°
Rev.
0
Page
-

## 5.7.6
ASSIUT HYDROCRACKING COMPLEX
ANOPC
5. ENGINEERING/DESIGN
5.7 ELECTRICAL
5.7.6 HAZARDOUS AREA CLASSIFICATION
INDEX
TITLE | DOC. N° | REV.
HAZARDOUS AREA CLASSIFICATION FIGURES | 079254C-0000-DW-1920-001-01 | B | ok
VDU - UNIT 01 HAZARDOUS AREA CLASSIFICATION LAYOUT | 079254C-1A01-DW-1920-001-01 | D | ok
| 079254C-1A01-DW-1920-001-02 | D | ok non elencato, da aggiungere?
HAZARDOUS AREA CLASSIFICATION PLAN FOR UNIT 03 HYDROCRACKING UNIT (HCKU) | 079254C-1B03-DW-1920-001-01 | B | ok
HAZARDOUS AREA CLASSIFICATION PLAN FOR UNIT 04 HYDROGEN PRODUCTION UNIT (HPU) | 079254C-1B04-DW-1920-001-01 | C | ok
DHT- UNIT 02 HAZARDOUS AREA CLASSIFICATION PLAN DETAILS & ELEVATIONS | 079254C-1C02-DW-1920-001-02 | D | ok
| 079254C-1C02-DW-1920-001-01 | D | manca foglio 1 è corretto?
HAZARDOUS AREA CLASSIFICATION PLAN FOR UNIT-05-DCU | 079254C-1D05-DW-1920-001-01 | B | ok
HAZARDOUS AREA CLASSIFICATION PLAN FOR UNIT-05-DCU | 079254C-1D05-DW-1920-001-02 | B | ok
HAZARDOUS AREA CLASSIFICATION PLAN FOR UNIT 55 COKE STORAGE AND HANDLING UNIT (CKSU) | 079254C-1D55-DW-1920-001-01 | B | ok
HAZARDOUS AREA CLASSIFICATION PLAN FOR UNIT 09 (ARU) | 079254C-1E09-DW-1920-001-01 | B | ok
HAZARDOUS AREA CLASSIFICATION PLAN FOR UNIT 10-SWSU | 079254C-1E10-DW-1920-001-01 | B | ok
WASTE WATER TREATMENT UNIT HAZARDOUS AREA CLASSIFICATION DRAWING | 079254C-1F52-DW-1920-001-01 | B | ok
UTILITIES AREA HAZARDOUS AREA CLASSIFICATION DRAWING | 079254C-1G00-DW-1920-001-01 | B | ok
COOLING WATER UNIT HAZARDOUS AREA CLASSIFICATION DRAWING | 079254C-1G33-DW-1920-001-01 | C | ok
SR &TGT - UNIT 11 HAZARDOUS AREA CLASSIFICATION PLAN DETAILS & ELEVATIONS | 079254C-1L11-DW-1920-001-02 | C | ok
| 079254C-1L11-DW-1920-001-01 | C | da inserire??
Project
079254C
Unit
0000
Document Code
ML 100
Serial N°
Rev.
0
Page
-

## 5.7.7
ASSIUT HYDROCRACKING COMPLEX
ANOPC
5. ENGINEERING/DESIGN
5.7 ELECTRICAL
5.7.7 MAIN CABLE ROUTING
INDEX
TITLE | DOC. N° | REV.
OVERALL 11 KV MAIN CABLE ROUTING | 079254C-1000-DW-1622-001-01 | A
OVERALL 11 KV MAIN CABLE ROUTING | 079254C-1000-DW-1622-001-02 | A
MAIN CABLE ROUTING LAYOUT FOR VDU - UNIT 01 | 079254C-1A01-DW-1622-001-01 | A
AREA MAIN CABLE ROUTING & CROSS SECTIONS LAYOUT FOR UNIT 03 | 079254C-1B03-DW-1622-001-01 | B
AREA MAIN CABLE ROUTING & CROSS SECTIONS LAYOUT FOR UNIT 04 | 079254C-1B04-DW-1622-001-01 | B
MAIN CABLE ROUTING LAYOUT FOR DHT UNIT 02 | 079254C-1C02-DW-1622-001-01 | D
AREA MAIN CABLE ROUTING AND CROSS SECTIONS LAYOUT FOR UNIT 05 | 079254C-1D05-DW-1622-001-01 | B
AREA MAIN CABLE ROUTING AND CROSS SECTIONS LAYOUT FOR UNIT 55 | 079254C-1D55-DW-1622-001-01 | B
AREA MAIN CABLE ROUTING AND CROSS SECTIONS LAYOUT FOR UNIT 09 (ARU) | 079254C-1E09-DW-1622-001-01 | B
AREA MAIN CABLE ROUTING & CROSS SECTIONS LAYOUT FOR UNIT 10 (SWSU) | 079254C-1E10-DW-1622-001-01 | B
MAIN CABLE ROUTING AND CROSS SECTIONS LAYOUT - AREA F52 WASTE WATER UNIT | 079254C-1F52-DW-1622-001-01 | A
MAIN CABLE ROUTING AND CROSS SECTIONS LAYOUT - AREA G00 UTILITIES | 079254C-1G00-DW-1622-001-01 | A
MAIN CABLE ROUTING AND CROSS SECTIONS LAYOUT - AREA G33 COOLING WATER UNIT | 079254C-1G33-DW-1622-001-01 | B
MAIN CABLE ROUTING LAYOUT FOR SR & TGT - UNIT 11 | 079254C-1L11-DW-1622-001-01 | C
MAIN CABLE ROUTING LAYOUT FOR SSU UNIT 54 | 079254C-1L54-DW-1622-001-01 | C
MAIN CABLE ROUTING LAYOUT FOR TF-UNIT 53 | 079254C-1N53-DW-1622-001-01 | D
MAIN CABLE ROUTING LAYOUT FOR BUILDING AREA - UNIT 70 | 079254C-1P70-DW-1622-001-01 | C
MAIN CABLE ROUTING LAYOUT OTFU UNIT OFF PLOT TANK FARM | 079254C-2B61-DW-1622-001-01 | A
MAIN CABLE ROUTING LAYOUT OTFU UNIT OFF PLOT TANK FARM | 079254C-2B61-DW-1622-001-02 | A
MAIN CABLE ROUTING LAYOUT OTFU UNIT OFF PLOT TANK FARM | 079254C-2B61-DW-1622-001-03 | A
Project
079254C
Unit
0000
Document Code
ML 100
Serial N°
Rev.
0
Page
-

## 5.7.8
ASSIUT HYDROCRACKING COMPLEX
ANOPC
5. ENGINEERING/DESIGN
5.7 ELECTRICAL
5.7.8 ELECTRICAL LISTS
INDEX
TITLE | DOC. N° | REV.
ELECTRICAL CONSUMERS LIST VACUUM DISTILLATION UNIT VDU - UNIT 1A01 | 079254C-1A01-NM-1601-001 | B
ELECTRICAL LOAD LIST | 079254C-1B03-NM-1601-001 | B
SWITCHBOARD SCHEDULE FOR MEDIUM VOLTAGE SWITCHGEARS 1B01-SWG-2-1, 1B01-SWG-2-2 1B01-SWG-3-1 SUBSTATION PEB-1B-01 | 079254C-1B03-NM-1652-001 | B
SWITCHBOARD SCHEDULE FOR LOW VOLTAGE SWITCHGEARS (SUBSTATION PEB-1B-01) | 079254C-1B03-NM-1654-001 | B
ELECTRICAL CONSUMERS LIST HYDROGEN PRODUCTION UNIT (HPU) UNIT 1B04 | 079254C-1B04-NM-1601-001 | B
ELECTRICAL CONSUMERS LIST DISTILLATE HYDROTREATER UNIT DHTU - UNIT 1C02 | 079254C-1C02-NM-1601-01 | C
SWITCHBOARD SCHEDULE FOR MEDIUM VOLTAGE SWITCHGEARS (SUBSTATION PEB-1C-01) | 079254C-1C02-NM-1652-001 | B
SWITCHBOARD SCHEDULE FOR LOW VOLTAGE SWITCHGEARS (SUBSTATION PEB-1C-01) | 079254C-1C02-NM-1654-001 | B
ELECTRICAL CONSUMERS LIST - DELAYED COKER UNIT 1D05 | 079254C-1D05-NM-1601-001 | B
SWITCHBOARD SCHEDULE FOR MEDIUM VOLTAGE SWITCHGEARS 1D01-SWG-2-1 1D01-SWG-3-1 SUBSTATION PEB-1D-01 | 079254C-1D05-NM-1652-001 | B
SWITCHBOARD SCHEDULE FOR LOW VOLTAGE SWITCHGEARS (SUBSTATION PEB-1D-01) | 079254C-1D05-NM-1654-001 | B
ELECTRICAL CONSUMERS LIST COKE STORAGE AND HANDLING UNIT (CKSU) UNIT 1D55 | 079254C-1D55-NM-1601-001 | B
ELECTRICAL CONSUMERS LIST AMINE REGENERATION UNI 1E09 | 079254C-1E09-NM-1601-001 | B
ELECTRICAL LOAD LIST SWSU -1E10 | 079254C-1E10-NM-1601-001 | B
SWITCHBOARD SCHEDULE FOR MEDIUM VOLTAGE SWITCHGEARS 1E01-SWG-2-1 1E01-SWG-3-1 SUBSTATION PEB-1E-01 | 079254C-1E10-NM-1652-001 | B
SWITCHBOARD SCHEDULE FOR LOW VOLTAGE SWITCHGEARS (SUBSTATION PEB-1E-01) | 079254C-1E10-NM-1654-001 | B
ELECTRICAL CONSUMER LIST UNIT 51/52 | 079254C-1F52-NM-1601-001 | A
ELECTRICAL CONSUMER LIST UNIT 30-32-35-36-37-41-43-51 | 079254C-1G00-NM-1601-001 | A
SWITCHBOARD SCHEDULE FOR MEDIUM VOLTAGE SWITCHGEARS SUBSTATION PEB-1G-01 | 079254C-1G00-NM-1652-001 | A
SWITCHBOARD SCHEDULE FOR LOW VOLTAGE SWITCHGEARS (SUBSTATION PEB-1G-01) | 079254C-1G00-NM-1654-001 | A
ELECTRICAL CONSUMER LIST UNIT 34-33 | 079254C-1G33-NM-1601-001 | A
SWITCHBOARD SCHEDULE FOR MEDIUM VOLTAGE SWITCHGEARS SUBSTATION PEB-1G-02 | 079254C-1G33-NM-1652-001 | A
SWITCHBOARD SCHEDULE FOR LOW VOLTAGE SWITCHGEARS (SUBSTATION PEB-1G-02) | 079254C-1G33-NM-1654-001 | A
ELECTRICAL CONSUMERS LIST SULPHUR RECOVERY UNIT & TAIL GAS TREATMENT UNIT (SRU & TGTU ) UNIT 1L11 | 079254C-1L11-NM-1601-001 | C
ELECTRICAL CONSUMERS LIST SULPHUR SOLIDIFICATION UNIT SSU - UNIT 1L54 | 079254C-1L54-NM-1601-001 | C
ELECTRICAL CONSUMER LIST: UNIT 1038 CONDENSATE COLLECTION UNIT- UNIT 1051 WASTE WATER COLLECTION UNIT-UNIT 50 FLARE UNIT | 079254C-1M00-NM-1601-001 | A
ELECTRICAL CONSUMERS LIST TANKAGE FARM TF-UNIT 53 | 079254C-1N53-NM-1601-001 | C
ELECTRICAL CONSUMERS LIST DISTILLATE HYDROTREATER UNIT DHTU - UNIT 1C02 | 079254C-1P70-NM-1601-01 | C
SWITCHBOARD SCHEDULE FOR MEDIUM VOLTAGE SWITCHGEARS (SUBSTATION PEB-1P-01) | 079254C-1P70-NM-1652-001 | B
SWITCHBOARD SCHEDULE FOR LOW VOLTAGE SWITCHGEARS (SUBSTATION PEB-1P-01) | 079254C-1P70-NM-1654-001 | B
ELECTRICAL CABLE SCHEDULE (SUBSTATIONS) | 079254C-1000-NM-1623-001 | A
Project
079254C
Unit
0000
Document Code
ML 100
Serial N°
Rev.
0
Page
-

## 5.7.9
ASSIUT HYDROCRACKING COMPLEX
ANOPC
5. ENGINEERING/DESIGN
5.7 ELECTRICAL
5.7.9 BUILDING LAYOUTS
INDEX
TITLE | DOC. N° | REV.
SUBSTATION EQUIPMENT LAYOUT PEB-1B-01 | 079254C-1B03-DW-1625-001-01 | B
SUBSTATION EQUIPMENT LAYOUT PEB-1C-01 | 079254C-1C02-DW-1625-001-01 | B
SUBSTATION EQUIPMENT LAYOUT PEB-10-01 | 079254C-1D05-DW-1625-001-01 | A
SUBSTATION EQUIPMENT LAYOUT PEB-1E-01 | 079254C-1E10-DW-1625-001-01 | B
SUBSTATION EQUIPMENT LAYOUT PEB-1G-01 | 079254C-1G00-DW-1625-001-01 | A
SUBSTATION EQUIPMENT LAYOUT PEB-1G-02 | 079254C-1G33-DW-1625-001-01 | A
SUBSTATION EQUIPMENT LAYOUT PEB-1P-01 | 079254C-1P70-DW-1625-001-01 | C
Project
079254C
Unit
0000
Document Code
ML 100
Serial N°
Rev.
0
Page
-

## 5.7.10
ASSIUT HYDROCRACKING COMPLEX
ANOPC
5. ENGINEERING/DESIGN
5.7 ELECTRICAL
5.7.10 JOB DESIGN SPECIFICATIONS
INDEX
TITLE | DOC. N° | REV.
GENERAL DESIGN RULES FOR ELECTRICAL SYSTEM | 079254C-0000-JSD-1600-001 | C
Project
079254C
Unit
0000
Document Code
ML 100
Serial N°
Rev.
0
Page
-

## 5.7.11
ASSIUT HYDROCRACKING COMPLEX
ANOPC
5. ENGINEERING/DESIGN
5.7 ELECTRICAL
5.7.11 JOB SUPPLY SPECIFICATIONS
INDEX
TITLE | DOC. N° | REV.
GENERAL DESIGN RULES FOR THREE PHASE OIL IMMERSED TYPE POWER TRANSFORMERS (EX JSD 1641-001) | 079254C-0000-JSS-1641-001 | B
GENERAL SUPPLY RULES FOR MEDIUM VOLTAGE SWITCHGEAR | 079254C-0000-JSS-1652-001 | B
GENERAL DESIGN RULES FOR LOW VOLTAGE SWITCHGEAR | 079254C-0000-JSS-1654-001 | B
GENERAL SUPPLY RULES FOR ELECTRICAL MONITORING AND CONTROL SYSTEM (EMCS) | 079254C-0000-JSS-1661-001 | B
GENERAL SUPPLY SPECIFICATION FOR LOW VOLTAGE 3-PHASE INDUCTION MOTORS | 079254C-0000-JSS-1691-001 | B
GENERAL SUPPLY SPECIFICATION FOR MEDIUM VOLTAGE 3-PHASE INDUCTION MOTORS | 079254C-0000-JSS-1692-001 | B
Project
079254C
Unit
0000
Document Code
ML 100
Serial N°
Rev.
0
Page
-

## 5.8.1
ASSIUT HYDROCRACKING COMPLEX
ANOPC
5. ENGINEERING/DESIGN
5.8 HEATERS AND BOILERS
5.8.1 COKER FURNACE
INDEX
TITLE | DOC. N° | REV.
MATERIAL REQUISITION FOR 05-H-001 COKER FURNACE | 079254C-0000-MR-0110-001 | B | no
PARTICULAR TECHNICAL SPECIFICATION FOR FIRED HEATER 05-H-001 COKER FURNACE | 079254C-0000-SP-0110-001 | B | ok | non esiste relativo CS
SCOPE OF SUPPLY FOR 05-H-001 COKER FURNACE | 079254C-0000-SR-0110-001 | B | ok | non esiste relativo CS
Project
079254C
Unit
0000
Document Code
ML 100
Serial N°
Rev.
0
Page
-

## 5.8.2
ASSIUT HYDROCRACKING COMPLEX
ANOPC
5. ENGINEERING/DESIGN
5.8 HEATERS AND BOILERS
5.8.2 FIRED HEATERS
INDEX
TITLE | DOC. N° | REV.
INSPECTION AND TEST PLAN FOR FIRED HEATERS | 079254C-0000-ITP-0110-001 | B | ok
INSPECTION AND TEST PLAN FOR FIRED HEATERS | 079254C-0000-ITP-0110-201 | B | ok
GENERAL SUPPLY RULES FOR FIRED HEATERS | 079254C-0000-JSS-0110-001 | B | ok
MATERIAL REQUISITION FOR FIRED HEATERS | 079254C-0000-MR-0110-201 | B | ok
PARTICULAR TECHNICAL SPECIFICATION FOR FIRED HEATERS | 079254C-0000-SP-0110-201 | B | ok
SCOPE OF SUPPLY FOR FIRED HEATERS | 079254C-0000-SR-0110-201 | B | ok
DATA SHEET FOR VACUUM HEATER - 01-H-001 | 079254C-1A01-SP-0110-001 | B | ok
DATA SHEET FOR 1ST STAGE REACTOR FEED HEATER - 03-H-001 | 079254C-1B03-SP-0110-001 | B | ok
DATA SHEET FOR 2ND STAGE REACTOR FEED HEATER - 03-H-002 | 079254C-1B03-SP-0110-002 | B | ok
DATA SHEET FOR REACTOR FEED HEATER - 02-H-001 | 079254C-1C02-SP-0110-001 | C | non da fare
Project
079254C
Unit
0000
Document Code
ML 100
Serial N°
Rev.
0
Page
-

## 5.8.3
ASSIUT HYDROCRACKING COMPLEX
ANOPC
5. ENGINEERING/DESIGN
5.8 HEATERS AND BOILERS
5.8.3 STEAM REFORMER FURNACE PACKAGE
INDEX
TITLE | DOC. N° | REV.
INSPECTION AND TEST PLAN FOR STEAM REFORMER FURNACE PACKAGE | 079254C-0000-ITP-0113-001 | A | non da fare
MATERIAL REQISITION FOR STEAM REFORMER FURNACE PACKAGE | 079254C-0000-MR-0113-001 | A | non da fare
PARTICULAR SPECIFICATION FOR STEAM REFORMER FURNACE PACKAGE | 079254C-0000-SP-0113-001 | A | non da fare
SCOPE OF SUPPLY FOR STEAM REFORMER FURNACE PACKAGE | 079254C-0000-SR-0113-001 | A | ok
Project
079254C
Unit
0000
Document Code
ML 100
Serial N°
Rev.
0
Page
-

## 5.8.4
ASSIUT HYDROCRACKING COMPLEX
ANOPC
5. ENGINEERING/DESIGN
5.8 HEATERS AND BOILERS
5.8.4 CLAUS THERMAL REACTOR PACKAGE
INDEX
TITLE | DOC. N° | REV.
INSPECTION AND TEST PLAN FOR CLAUS THERMAL REACTOR PACKAGE 11-PK-101/201 | 079254C-0000-ITP-0119-101 | B | no
MATERIAL REQUISITION FOR 11-PK-101/201 CLAUS THERMAL REACTOR PACKAGE | 079254C-0000-MR-0119-101 | B | ok
PARTICULAR TECHNICAL SPECIFICATION FOR CLAUS THERMAL REACTOR PACKAGE 11-PK-101/201 | 079254C-0000-SP-0119-101 | B | no
SCOPE OF SUPPLY FOR 11-PK-101/201 CLAUS THERMAL REACTOR PACKAGE | 079254C-0000-SR-0119-101 | B | no
DATA SHEET FOR CLAUS THERMAL REACTOR PACKAGE - 11-PK-101/201 (EX. 079254C-1L11-SP-0410-002) | 079254C-1L11-SP-0119-001 | A | no
DATA SHEET FOR CLAUS BURNER - 11-H-101/201 (EX.079254C-1L11-SP-0110-002) | 079254C-1L11-SP-0119-002 | A | ok
DATA SHEET FOR REACTION FURNACE - 11-R-101/201 (EX.079254C-1L11-SP-0410-001) | 079254C-1L11-SP-0119-003 | A | no
DATA SHEET FOR WASTE HEAT BOILER - 11-E-101/202 (EX.079254C-1L11-SP-0610-003) | 079254C-1L11-SP-0119-004 | A | no
Project
079254C
Unit
0000
Document Code
ML 100
Serial N°
Rev.
0
Page
-

## 5.8.5
ASSIUT HYDROCRACKING COMPLEX
ANOPC
5. ENGINEERING/DESIGN
5.8 HEATERS AND BOILERS
5.8.5 INCINERATOR PACKAGE
INDEX
TITLE | DOC. N° | REV.
INSPECTION AND TEST PLAN FOR INCINERATOR PACKAGE | 079254C-0000-ITP-0140-101 | B | no
MATERIAL REQUISITION FOR INCINERATOR PACKAGE | 079254C-0000-MR-0140-101 | B | ok
PARTICULAR TECHNICAL SPECIFICATION FOR INCINERATOR PACKAGE (11-PK-001) STACK (11-SK-001) | 079254C-0000-SP-0140-101 | B | no
SCOPE OF SUPPLY FOR INCINERATOR PACKAGE | 079254C-0000-SR-0140-101 | B | no
DATA SHEET FOR INCINERATOR PACKAGE - 11-PK-001 (EX.079254C-1L11-SP-0110-003) | 079254C-1L11-SP-0140-001 | B | Ok; non c'è nel report; manca file nativo
DATA SHEET FOR INCINERATOR STACK - 11-SK-001 | 079254C-1L11-SP-0140-002 | B | Ok; non c'è nel report; manca file nativo
Project
079254C
Unit
0000
Document Code
ML 100
Serial N°
Rev.
0
Page
-

## 5.8.6
ASSIUT HYDROCRACKING COMPLEX
ANOPC
5. ENGINEERING/DESIGN
5.8 HEATERS AND BOILERS
5.8.6 AUXILIARY STEAM BOILERS
INDEX
TITLE | DOC. N° | REV.
INSPECTION AND TEST PLAN FOR AUXILIARY STEAM BOILERS | 079254C-0000-ITP-0150-001 | B | ok
MATERIAL REQUISITION FOR AUXILIARY STEAM BOILERS | 079254C-0000-MR-0150-001 | C | ok
PARTICULAR TECHNICAL SPECIFICATION FOR AUXILIARY STEAM BOILERS 37-PK-004 A/B/C | 079254C-0000-SP-0150-001 | C | ok
SCOPE OF SUPPLY FOR AUXILIARY STEAM BOILERS | 079254C-0000-SR-0150-001 | B | ok
MECHANICAL DATA SHEET FOR STEAM BOILERS 37-PK-004 A/B/C | 079254C-0000-SP-0150-002 | B | ok
Project
079254C
Unit
0000
Document Code
ML 100
Serial N°
Rev.
0
Page
-

## 5.8.7
ASSIUT HYDROCRACKING COMPLEX
ANOPC
5. ENGINEERING/DESIGN
5.8 HEATERS AND BOILERS
5.8.7 FLARES
INDEX
TITLE | DOC. N° | REV.
INSPECTION AND TEST PLAN FOR FLARES | 079254C-0000-ITP-0180-001 | B | ok
MATERIAL REQUISITION FOR FLARES | 079254C-0000-MR-0180-001 | B | ok
PARTICULAR TECHNICAL SPECIFICATION DERRICK SUPPORTED ELEVATED FLARES 50-PK-001-HC FLARE; 50-PK-002-ACID FLARE | 079254C-0000-SP-0180-001 | B | ok
SCOPE OF SUPPLY FOR FLARES | 079254C-0000-SR-0180-001 | B | ok
DATA SHEET FOR HYDROCARBON FLARE 50-PK-001 | 079254C-1M50-SP-0180-01 | B | ok
DATA SHEET FOR ACIDE FLARE 50-PK-002 | 079254C-1M50-SP-0180-02 | B | ok
Project
079254C
Unit
0000
Document Code
ML 100
Serial N°
Rev.
0
Page
-

## 5.8.8
ASSIUT HYDROCRACKING COMPLEX
ANOPC
5. ENGINEERING/DESIGN
5.8 HEATERS AND BOILERS
5.8.8 JOB SUPPLY SPECIFICATIONS
INDEX
TITLE | DOC. N° | REV.
GENERAL SUPPLY RULES FOR FIRED HEATERS | 079254C-0000-JSS-0110-001 | B | ok
AUXILIARY STEAM BOILERS DESIGN SPECIFICATION | 079254C-0000-JSS-0150-001 | B | ok
Project
079254C
Unit
0000
Document Code
ML 100
Serial N°
Rev.
0
Page
-

## 5.8.9
ASSIUT HYDROCRACKING COMPLEX
ANOPC
5. ENGINEERING/DESIGN
5.8 HEATERS AND BOILERS
5.8.9 TECHNICAL BID TABULATION
INDEX
TITLE | DOC. N° | REV.
TECHNICAL BID TABULATION FOR FIRED HEATERS | 079254C-0000-TBT-0110-201 | A | da fare
TECHNICAL BID TABULATION FOR HYDROGEN STEAM REFORMER FURNACE PACKAGE BEFORE NEGOTIATION | 079254C-0000-TBT-0113-001 | B | da fare
TECHNICAL BID TABULATION FOR CLAUS THERMAL REACTOR PACKAGE (11-PK-101/201) | 079254C-0000-TBT-0119-101 | 0 | ok; manca nativo
TECHNICAL BID TABULATION FOR INCINERATOR PACKAGE | 079254C-0000-TBT-0140-101 | 0 | ok; manca nativo
TECHNICAL BID TABULATION FOR STEAM BOILER | 079254C-0000-TBT-0150-001 | A | ok
TECHNICAL BID TABULATION FOR FLARES | 079254C-0000-TBT-0180-001 | B | ok
Project
079254C
Unit
0000
Document Code
ML 100
Serial N°
Rev.
0
Page
-

## 5.9.1
ASSIUT HYDROCRACKING COMPLEX
ANOPC
5. ENGINEERING/DESIGN
5.9 VESSELS AND INTERNALS
5.9.1 STANDARD CONSTRUCTION DRAWINGS
INDEX
TITLE | DOC. N° | REV.
STANDARD CONSTRUCTION DRAWINGS FOR PRESSURE EQUIPMENT | 079254C-0000-STC-0490-000 | B | ok
STANDARD CONSTRUCTION DRAWINGS FOR PRESSURE EQUIPMENT LADDERS AND PLATFORMS | 079254C-0000-STC-1890-080 | B | ok
Project
079254C
Unit
0000
Document Code
ML 100
Serial N°
Rev.
0
Page
-

## 5.9.2
ASSIUT HYDROCRACKING COMPLEX
ANOPC
5. ENGINEERING/DESIGN
5.9 VESSELS AND INTERNALS
5.9.2 REACTORS AND INTERNALS
INDEX
TITLE | DOC. N° | REV.
INSPECTION AND TEST PLAN FOR REACTORS AND INTERNALS | 079254C-0000-ITP-0411-201 | B | ok
MATERIAL REQUISITION FOR REACTORS AND INTERNALS | 079254C-0000-MR-0411-201 | B | ok
PARTICULAR TECHNICAL SPECIFICATION FOR REACTORS AND INTERNALS | 079254C-0000-SP-0411-201 | B | ok
SCOPE OF SUPPLY FOR REACTORS AND INTERNALS | 079254C-0000-SR-0411-201 | B | ok
Project
079254C
Unit
0000
Document Code
ML 100
Serial N°
Rev.
0
Page
-

## 5.9.3
ASSIUT HYDROCRACKING COMPLEX
ANOPC
5. ENGINEERING/DESIGN
5.9 VESSELS AND INTERNALS
5.9.3 COLUMNS
INDEX
TITLE | DOC. N° | REV.
INSPECTION AND TEST PLAN FOR SHOP ASSEMBLED COLUMNS | 079254C-0000-ITP-0511-201 | B | ok
MATERIAL REQUISITION FOR SHOP ASSEMBLED COLUMNS | 079254C-0000-MR-0511-201 | B | ok
PARTICULAR TECHNICAL SPECIFICATION FOR SHOP ASSEMBLED COLUMNS | 079254C-0000-SP-0511-201 | B | ok
SCOPE OF SUPPLY FOR SHOP ASSEMBLED COLUMNS | 079254C-0000-SR-0511-201 | B | ok
Project
079254C
Unit
0000
Document Code
ML 100
Serial N°
Rev.
0
Page
-

## 5.9.4
ASSIUT HYDROCRACKING COMPLEX
ANOPC
5. ENGINEERING/DESIGN
5.9 VESSELS AND INTERNALS
5.9.4 INTERNALS FOR SHOP ASSEMBLED COLUMNS
INDEX
TITLE | DOC. N° | REV.
INSPECTION AND TEST PLAN FOR INTERNALS FOR INTERNALS FOR SHOP ASSEMBLED COLUMNS | 079254C-0000-ITP-0570-201 | B | ok
MATERIAL REQUISITION FOR INTERNALS FOR INTERNALS FOR SHOP ASSEMBLED COLUMNS | 079254C-0000-MR-0570-201 | B | ok
PARTICULAR TECHNICAL SPECIFICATION FOR INTERNALS FOR SHOP ASSEMBLED COLUMNS | 079254C-0000-SP-0570-201 | B | ok
SCOPE OF SUPPLY FOR INTERNALS FOR INTERNALS FOR SHOP ASSEMBLED COLUMNS | 079254C-0000-SR-0570-201 | B | ok
Project
079254C
Unit
0000
Document Code
ML 100
Serial N°
Rev.
0
Page
-

## 5.9.5
ASSIUT HYDROCRACKING COMPLEX
ANOPC
5. ENGINEERING/DESIGN
5.9 VESSELS AND INTERNALS
5.9.5 COKE DRUMS
INDEX
TITLE | DOC. N° | REV.
INSPECTION AND TEST PLAN FOR COKE DRUMS | 079254C-0000-ITP-0811-001 | A | no
MATERIAL REQUISITION FOR COKE DRUMS | 079254C-0000-MR-0811-001 | A | no
PARTICULAR TECHNICAL SPECIFICATION FOR COKE DRUMS | 079254C-0000-SP-0811-001 | A | no
SCOPE OF SUPPLY FOR COKE DRUMS | 079254C-0000-SR-0811-001 | A | no
Project
079254C
Unit
0000
Document Code
ML 100
Serial N°
Rev.
0
Page
-

## 5.9.6
ASSIUT HYDROCRACKING COMPLEX
ANOPC
5. ENGINEERING/DESIGN
5.9 VESSELS AND INTERNALS
5.9.6 HP SHOP ASSEMBLED DRUMS
INDEX
TITLE | DOC. N° | REV.
INSPECTION AND TEST PLAN FOR HP SHOP ASSEMBLED DRUMS | 079254C-0000-ITP-0811-002 | B | ok
MATERIAL REQUISITION FOR HP SHOP ASSEMBLED DRUMS | 079254C-0000-MR-0811-002 | B | no
PARTICULAR TECHNICAL SPECIFICATION FOR HP SHOP ASSEMBLED DRUMS | 079254C-0000-SP-0811-002 | B | ok
SCOPE OF SUPPLY FOR HP SHOP ASSEMBLED DRUMS | 079254C-0000-SR-0811-002 | B | ok
Project
079254C
Unit
0000
Document Code
ML 100
Serial N°
Rev.
0
Page
-

## 5.9.7
ASSIUT HYDROCRACKING COMPLEX
ANOPC
5. ENGINEERING/DESIGN
5.9 VESSELS AND INTERNALS
5.9.7 STORAGE TANKS
INDEX
TITLE | DOC. N° | REV.
INSPECTION AND TEST PLAN FOR STORAGE TANKS ASSEMBLED ON SITE | 079254C-0000-ITP-2520-101 | B | no
MATERIAL REQUISITION FOR SITE-ASSEMBLED STORAGE TANKS | 079254C-0000-MR-2520-101 | B | no
PARTICULAR TECHNICAL SPECIFICATION FOR SITE ASSEMBLED STORAGE TANKS | 079254C-0000-SP-2520-101 | B | no
SCOPE OF SUPPLY FOR SITE-ASSEMBLED STORAGE TANKS | 079254C-0000-SR-2520-101 | B | no
DATA SHEET FOR DIESEL PRODUCT TANK 53-TK-009 A/B/C | 079254C-1N53-SP-2520-009 | A | no
DATA SHEET FOR COKER NAPHTHA TANK - 53-TK-001 | 079254C-1N53-SP-2520-01 | C | no
DATA SHEET FOR OFF-SPEC. SPLOPE TANK 53-TK-010 | 079254C-1N53-SP-2520-010 | A | no
DATA SHEET FOR NAPHTHA PRODUCT TANK 53-TK-011 A/B | 079254C-1N53-SP-2520-011 | A | no
DATA SHEET FOR HCKU FEED TANK - 53-TK-002 A/B | 079254C-1N53-SP-2520-02 | C | no
DATA SHEET FOR FLUSHING OIL TANK - 53-TK-003 | 079254C-1N53-SP-2520-03 | C | no
DATA SHEET FOR LIGHT SLOPE TANK - 53-TK-004 | 079254C-1N53-SP-2520-04 | C | no
DATA SHEET FOR HEAVY SLOP TANK - 53-TK-005 | 079254C-1N53-SP-2520-05 | C | no
DATA SHEET FOR START-UP DIESEL TANK - 53-TK-006 | 079254C-1N53-SP-2520-06 | C | no
DATA SHEET FOR DCU FEED TANK - 53-TK-007 | 079254C-1N53-SP-2520-07 | C | no
DATA SHEET FOR LVGO/LCGO TANK - 53-TK-008 | 079254C-1N53-SP-2520-08 | C | no
MECHANICAL DATA SHEET FOR DHTU SRGO TANK - 61-TK-001 | 079254C-2B61-SP-2520-001 | A | no
MECHANICAL DATA SHEET FOR DHTU SRK TANK - 61-TK-002 A/B | 079254C-2B61-SP-2520-002 | A | no
Project
079254C
Unit
0000
Document Code
ML 100
Serial N°
Rev.
0
Page
-

## 5.9.8
ASSIUT HYDROCRACKING COMPLEX
ANOPC
5. ENGINEERING/DESIGN
5.9 VESSELS AND INTERNALS
5.9.8 BULLETS
INDEX
TITLE | DOC. N° | REV.
INSPECTION AND TEST PLAN FOR BULLETS | 079254C-0000-ITP-2543-101 | B | no
MATERIAL REQUISITION FOR BULLETS | 079254C-0000-MR-2543-101 | B | no
PARTICULAR TECHNICAL SPECIFICATION FOR BULLETS | 079254C-0000-SP-2543-101 | B | no
SCOPE OF SUPPLY FOR BULLETS | 079254C-0000-SR-2543-101 | B | ok
DATA SHEET FOR BULLETS LPG INTERMEDIATE STORAGE BULLET 61-V-001A/B | 079254C-2B61-SP-2543-001 | B | no
DATA SHEET FOR BULLETS LPG PRODUCT STORAGE BULLETS 61-V-002A/B | 079254C-2B61-SP-2543-002 | B | no
Project
079254C
Unit
0000
Document Code
ML 100
Serial N°
Rev.
0
Page
-

## 5.9.9
ASSIUT HYDROCRACKING COMPLEX
ANOPC
5. ENGINEERING/DESIGN
5.9 VESSELS AND INTERNALS
5.9.9 JOB DESIGN SPECIFICATIONS
INDEX
TITLE | DOC. N° | REV.
JOB SPECIFICATION FOR DESIGN OF PRESSURE & ATMOSPHERIC STATIC EQUIPMENT | 079254C-0000-JSD-0400-001 | B | no
Project
079254C
Unit
0000
Document Code
ML 100
Serial N°
Rev.
0
Page
-

## 5.9.10
ASSIUT HYDROCRACKING COMPLEX
ANOPC
5. ENGINEERING/DESIGN
5.9 VESSELS AND INTERNALS
5.9.10 JOB SUPPLY SPECIFICATIONS
INDEX
TITLE | DOC. N° | REV.
JOB SPECIFICATION FOR SUPPLY OF PRESSURE VESSELS AND HEAT EXCHANGERS | 079254C-0000-JSS-0400-001 | B | no
JOB SPECIFICATION FOR SUPPLY OF COLUMN INTERNALS | 079254C-0000-JSS-0570-001 | B | ok
GENERAL SUPPLY RULES FOR AIR COOLED HEAT EXCHANGERS | 079254C-0000-JSS-0710-001 | B | ok
JOB SPECIFICATION FOR SUPPLY OF EQUIPMENT LADDERS AND PLATFORMS | 079254C-0000-JSS-1820-001 | B | no
GENERAL SUPPLY RULES FOR FIXED AND FLOATING ROOF TANKS | 079254C-0000-JSS-2520-001 | A | no
Project
079254C
Unit
0000
Document Code
ML 100
Serial N°
Rev.
0
Page
-

## 5.9.11
ASSIUT HYDROCRACKING COMPLEX
ANOPC
5. ENGINEERING/DESIGN
5.9 VESSELS AND INTERNALS
5.9.11 TECHNICAL BID TABULATION
INDEX
TITLE | DOC. N° | REV.
FINAL TECHNICAL BID EVALUATION FOR COKE DRUMS | 079254C-0000-TBT-0811-001 | 0 | ok
FINAL TECHNICAL BID HP SHOP ASSEMBLED DRUMS | 079254C-0000-TBT-0811-002 | 0 | ok
Project
079254C
Unit
0000
Document Code
ML 100
Serial N°
Rev.
0
Page
-

## 5.10.1
ASSIUT HYDROCRACKING COMPLEX
ANOPC
5. ENGINEERING/DESIGN
5.10 HEAT EXCHANGERS
5.10.1 SHELL AND TUBE HEAT EXCHANGERS
INDEX
TITLE | DOC. N° | REV.
INSPECTION AND TEST PLAN FOR SHELL AND TUBE HEAT EXCHANGERS | 079254C-0000-ITP-0610-101 | B | no
MATERIAL REQUISITION FOR SHELL AND TUBE HEAT EXCHANGERS | 079254C-0000-MR-0610-101 | B | ok
PARTICULAR TECHNICAL SPECIFICATION FOR SHELL AND TUBE HEAT EXCHANGERS | 079254C-0000-SP-0610-101 | B | no
SCOPE OF SUPPLY FOR SHELL AND TUBE HEAT EXCHANGERS | 079254C-0000-SR-0610-101 | B | ok
SCOPE OF SUPPLY FOR HP SHELL AND TUBE HEAT EXCHANGERS | 079254C-0000-SR-0610-201 | B
INSPECTION AND TEST PLAN FOR HP SHELL AND TUBE HEAT EXCHANGERS | 079254C-0000-ITP-0610-201 | B | no
MATERIAL REQUISITION FOR HP SHELL AND TUBE HEAT EXCHANGERS | 079254C-0000-MR-0610-201 | B | no
PARTICULAR TECHNICAL SPECIFICATION FOR HP SHELL AND TUBE HEAT EXCHANGERS | 079254C-0000-SP-0610-201 | B | ok
MECHANICAL DATA SHEET FOR 1ST STAGE REACTORE FEED/EFFLUENT EXCHANGERS 03-E-005 A/B | 079254C-1B03-DW-0610-05 | A | no
MECHANICAL DATA SHEET FOR 2ND STAGE REACTOR FEED/EFFLUENT EXCHANGERS 03-E-006 A/B | 079254C-1B03-DW-0610-06 | A | no
MECHANICAL DATA SHEET FOR 2ND STAGE RECYCLE GAS PREHEATER 03-E-007 | 079254C-1B03-DW-0610-07 | A | no
MECHANICAL DATA SHEET FOR 2ND STRIPPER FEED PREHEATER 03-E-008 | 079254C-1B03-DW-0610-08 | A | no
MECHANICAL DATA SHEET FOR 2ND STAGE RECYCLE GAS PREHEATER 03-E-009 | 079254C-1B03-DW-0610-09 | A | no
MECHANICAL DATA SHEET FOR 1ST STRIPPER FEED PREHEATER - 03-E-010 | 079254C-1B03-DW-0610-10 | B | no
DATA SHEET FOR 1ST & 2ND SULPHUR CONDENSERS - 11-E-103/203 & 11-E-104/204 | 079254C-1L11-SP-0610-001 | B | no
DATA SHEET FOR FINAL SULPHUR CONDENSER - 11-E-105/205 | 079254C-1L11-SP-0610-002 | B | no
Project
079254C
Unit
0000
Document Code
ML 100
Serial N°
Rev.
0
Page
-

## 5.10.2
ASSIUT HYDROCRACKING COMPLEX
ANOPC
5. ENGINEERING/DESIGN
5.10 HEAT EXCHANGERS
5.10.2 TECHNICAL BID TABULATION
INDEX
TITLE | DOC. N° | REV.
Project
079254C
Unit
0000
Document Code
ML 100
Serial N°
Rev.
0
Page
-

## 5.11.1
ASSIUT HYDROCRACKING COMPLEX
ANOPC
5. ENGINEERING/DESIGN
5.11 AIR COOLERS
5.11.1 AIR COOLED HEAT EXCHANGERS
INDEX
TITLE | DOC. N° | REV.
INSPECTION AND TEST PLAN FOR AIR COOLED HEAT EXCHANGERS | 079254C-0000-ITP-0710-201 | B | ok
MATERIAL REQUISITION FOR AIR COOLED HEAT EXCHANGERS | 079254C-0000-MR-0710-201 | B | ok
PARTICULAR TECHNICAL SPECIFICATION FOR AIR COOLED HEAT EXCHANGERS | 079254C-0000-SP-0710-201 | B | ok
SCOPE OF SUPPLY FOR AIR COOLED HEAT EXCHANGERS | 079254C-0000-SR-0710-201 | B | ok
DATA SHEET FOR H2 MAKE-UP 2NDT INTERSTAGE AIR COOLER - 03-E-003 | 079254C-1B03-SP-0710-003 | A | ok
DATA SHEET FOR HOT HP SEPARATOR VAPOR AIR CONDENSER - 03-E-012 | 079254C-1B03-SP-0710-012 | B | ok
DATA SHEET FOR STRIPPER OVHD AIR COOLER - 03-E-013 | 079254C-1B03-SP-0710-013 | B | ok
DATA SHEET FOR FRACTIONATOR OVHD AIR CONDENSER - 03-E-021 | 079254C-1B03-SP-0710-021 | PB | ok
DATA SHEET FOR REACTOR EFFLUENT AIR CONDENSER - 02-E-005 | 079254C-1C02-SP-0710-001 | A | ok
Project
079254C
Unit
0000
Document Code
ML 100
Serial N°
Rev.
0
Page
-

## 5.11.2
ASSIUT HYDROCRACKING COMPLEX
ANOPC
5. ENGINEERING/DESIGN
5.11 AIR COOLERS
5.11.2 TECHNICAL BID TABULATION
INDEX
TITLE | DOC. N° | REV.
Project
079254C
Unit
0000
Document Code
ML 100
Serial N°
Rev.
0
Page
-

## 5.12.1
ASSIUT HYDROCRACKING COMPLEX
ANOPC
5. ENGINEERING/DESIGN
5.12 MACHINERY
5.12.1 CENTRIFUGAL PUMPS
INDEX
TITLE | DOC. N° | REV.
INSEPCTION AND TEST PLAN FOR API CENTRIFUGAL PUMPS | 079254C-0000-ITP-0910-201 | B | OK
MATERIAL REQUISITION FOR API CENTRIFUGAL PUMPS | 079254C-0000-MR-0910-201 | B | OK
PARTICULAR TECHNICAL SPECIFICATION FOR API CENTRIFUGAL PUMPS | 079254C-0000-SP-0910-201 | B | OK
SCOPE OF SUPPLY FOR API CENTRIFUGAL PUMPS | 079254C-0000-SR-0910-201 | B | OK
DATA SHEET FOR 1ST STAGE FEED PUMP - 03-P-001 | 079254C-1B03-SP-0910-001 | B | OK
DATA SHEET FOR 2ND STAGE FEED PUMP - 03-P-002 | 079254C-1B03-SP-0910-002 | B | OK
DATA SHEETFOR FEED PUMPS 02-P-001 A/B | 079254C-1C02-SP-0910-001 | B | OK
DATA SHEET FOR DECOKING WATER JET PUMP 05-P-014 | 079254C-1D05-SP-0910-001 | B | NO
Project
079254C
Unit
0000
Document Code
ML 100
Serial N°
Rev.
0
Page
-

## 5.12.2
ASSIUT HYDROCRACKING COMPLEX
ANOPC
5. ENGINEERING/DESIGN
5.12 MACHINERY
5.12.2 CENTRIFUGAL COMPRESSORS
INDEX
TITLE | DOC. N° | REV.
INSPECTION AND TEST PLAN FOR CENTRIFUGAL COMPRESSORS | 079254C-0000-ITP-1011-001 | B | NO
MATERIAL REQUISITION FOR CENTRIFUGAL COMPRESSORS | 079254C-0000-MR-1011-001 | B | OK
PARTICULAR TECHNICAL SPECIFICATION FOR CENTRIFUGAL COMPRESSORS | 079254C-0000-SP-1011-001 | B | NO
SCOPE OF SUPPLY FOR CENTRIFUGAL COMPRESSORS | 079254C-0000-SR-1011-001 | B | OK
DATA SHEET FOR RECYCLE GAS COMPRESSOR - 03-K-002 | 079254C-1B03-SP-1011-001 | B | OK
DATA SHEET FOR RECYCLE COMPRESSOR TURBINE - 03-STK-002 | 079254C-1B03-SP-1112-001 | B | OK
Project
079254C
Unit
0000
Document Code
ML 100
Serial N°
Rev.
0
Page
-

## 5.12.3
ASSIUT HYDROCRACKING COMPLEX
ANOPC
5. ENGINEERING/DESIGN
5.12 MACHINERY
5.12.3 RECIPROCATING COMPRESSORS
INDEX
TITLE | DOC. N° | REV.
INSPECTION AND TEST PLAN FOR RECIPROCATING COMPRESSOR | 079254C-0000-ITP-1020-201 | B | NO
MATERIAL REQUISITION FOR RECIPROCATING COMPRESSOR | 079254C-0000-MR-1020-201 | B | OK
PARTICULAR TECHNICAL SPECIFICATION FOR RECIPROCATING COMPRESSOR | 079254C-0000-SP-1020-201 | B | OK
SCOPE OF SUPPLY FOR RECIPROCATING COMPRESSOR | 079254C-0000-SR-1020-201 | B | OK
DATA SHEET FOR H2 MAKE-UP COMPRESSORS - 03-K-001 A/B/C | 079254C-1B03-SP-1020-001 | B | OK
DATA SHEET FOR RECYCLE COMPRESSOR 02-K-001 A/B/C | 079254C-1C02-SP-1020-01 | B | NO
Project
079254C
Unit
0000
Document Code
ML 100
Serial N°
Rev.
0
Page
-

## 5.12.4
ASSIUT HYDROCRACKING COMPLEX
ANOPC
5. ENGINEERING/DESIGN
5.12 MACHINERY
5.12.4 AIR BLOWERS
INDEX
TITLE | DOC. N° | REV.
INSPECTION AND TEST PLAN FOR AIR BLOWERS | 079254C-0000-ITP-1013-101 | B | OK
MATERIAL REQUISITION FOR AIR BLOWERS | 079254C-0000-MR-1013-101 | B | OK
PARTICULAR TECHNICAL SPECIFICATION FOR AIR BLOWERS | 079254C-0000-SP-1013-101 | B | OK
SCOPE OF SUPPLY FOR AIR BLOWERS | 079254C-0000-SR-1013-101 | B | OK
DATA SHEET FOR COMBUSTION AIR BLOWERS - 11-K-001 A/B/C (EX-079254C-1L11-SP-1030-001) | 079254C-1L11-SP-1013-001 | B | OK
Project
079254C
Unit
0000
Document Code
ML 100
Serial N°
Rev.
0
Page
-

## 5.12.5
ASSIUT HYDROCRACKING COMPLEX
ANOPC
5. ENGINEERING/DESIGN
5.12 MACHINERY
5.12.5 TECHNICAL BID TABULATION
INDEX
TITLE | DOC. N° | REV.
Project
079254C
Unit
0000
Document Code
ML 100
Serial N°
Rev.
0
Page
-

## 5.13.1
ASSIUT HYDROCRACKING COMPLEX
ANOPC
5. ENGINEERING/DESIGN
5.13 PACKAGE UNITS & MISCELLANEOUS EQUIPMENT
5.13.1 COKE HANDLING SYSTEM
INDEX
TITLE | DOC. N° | REV.
INSPECTION AND TEST PLAN FOR COKE HANDLING SYSTEM | 079254C-0000-ITP-4010-001 | B | no
MATERIAL REQUISITION FOR COKE HANDLING SYSTEM | 079254C-0000-MR-4010-001 | B | no
PARTICULAR SPECIFICATION FOR COKE HANDLING SYSTEM | 079254C-0000-SP-4010-001 | B | ok
SCOPE OF SUPPLY FOR COKE HANDLING SYSTEM | 079254C-0000-SR-4010-001 | B | ok
Project
079254C
Unit
0000
Document Code
ML 100
Serial N°
Rev.
0
Page
-

## 5.13.2
ASSIUT HYDROCRACKING COMPLEX
ANOPC
5. ENGINEERING/DESIGN
5.13 PACKAGE UNITS & MISCELLANEOUS EQUIPMENT
5.13.2 COKER BRIDGE CRANE
INDEX
TITLE | DOC. N° | REV.
INSPECTION AND TEST PLAN FOR COKER BIRDGE CRANE | 079254C-0000-ITP-4065-001 | B | ok
MATERIAL REQUISITION FOR COKER BIRDGE CRANE | 079254C-0000-MR-4065-001 | B | ok
PARTICULAR SPECIFICATION FOR COKER BIRDGE CRANE | 079254C-0000-SP-4065-001 | B | no
SCOPE OF SUPPLY FOR COKER BIRDGE CRANE | 079254C-0000-SR-4065-001 | B | ok
Project
079254C
Unit
0000
Document Code
ML 100
Serial N°
Rev.
0
Page
-

## 5.13.3
ASSIUT HYDROCRACKING COMPLEX
ANOPC
5. ENGINEERING/DESIGN
5.13 PACKAGE UNITS & MISCELLANEOUS EQUIPMENT
5.13.3 VACUUM PACKAGE
INDEX
TITLE | DOC. N° | REV.
INSPECTION AND TEST PLAN FOR VACUUM PACKAGE | 079254C-0000-ITP-0851-102 | B | ni
MATERIAL REQUISITION FOR VACUUM PACKAGE | 079254C-0000-MR-0851-102 | B | si
PARTICULAR TECHNICAL SPECIFICATION FOR VACUUM PACKAGE | 079254C-0000-SP-0851-102 | B | no
SCOPE OF SUPPLY FOR VACUUM PACKAGE | 079254C-0000-SR-0851-102 | B | si
DATA SHEET FOR VACUUM SYSTEM - 01-PK-001 | 079254C-1A01-SP-0851-001 | B | si
Project
079254C
Unit
0000
Document Code
ML 100
Serial N°
Rev.
0
Page
-

## 5.13.4
ASSIUT HYDROCRACKING COMPLEX
ANOPC
5. ENGINEERING/DESIGN
5.13 PACKAGE UNITS & MISCELLANEOUS EQUIPMENT
5.13.4 HYDRAULIC DECOKING SYSTEM
INDEX
TITLE | DOC. N° | REV.
INSPECTION AND TEST PLAN FOR HYDRAULIC DECOKING SYSTEM | 079254C-0000-ITP-4190-001 | B | no
MATERIAL REQUISITION FOR HYDRAULIC DECOKING SYSTEM | 079254C-0000-MR-4190-001 | B | no
PARTICULAR TECHNICAL SPECIFICATION FOR HYDRAULIC DECOKING SYSTEM | 079254C-0000-SP-4190-001 | B | no
SCOPE OF SUPPLY FOR HYDRAULIC DECOKING SYSTEM | 079254C-0000-SR-4190-001 | B | no
DATA SHEET HYDRAULIC DECOKING SYSTEM - 05-X-001 | 079254C-1D05-SP-4190-001 | B | no
Project
079254C
Unit
0000
Document Code
ML 100
Serial N°
Rev.
0
Page
-

## 5.13.5
ASSIUT HYDROCRACKING COMPLEX
ANOPC
5. ENGINEERING/DESIGN
5.13 PACKAGE UNITS & MISCELLANEOUS EQUIPMENT
5.13.5 TOP AND BOTTOM UNHEADING SYSTEMS
INDEX
TITLE | DOC. N° | REV.
INSPECTION AND TEST PLAN FOR TOP AND BOTTOM UNHEADING SYSTEMS | 079254C-0000-ITP-4190-002 | B | no
MATERIAL REQUISITION FOR TOP AND BOTTOM UNHEADING SYSTEMS | 079254C-0000-MR-4190-002 | B | no
PARTICULAR TECHNICAL SPECIFICATION FOR TOP AND BOTTOM UNHEADING SYSTEMS | 079254C-0000-SP-4190-002 | B | no
SCOPE OF SUPPLY FOR TOP AND BOTTOM UNHEADING SYSTEMS | 079254C-0000-SR-4190-002 | B | no
DATA SHEET FOR TOP AND BOTTOM UNHEADING SYSTEM 05-W-101/201/102/202 | 079254C-1D05-SP-4190-002 | B | no
Project
079254C
Unit
0000
Document Code
ML 100
Serial N°
Rev.
0
Page
-

## 5.13.6
ASSIUT HYDROCRACKING COMPLEX
ANOPC
5. ENGINEERING/DESIGN
5.13 PACKAGE UNITS & MISCELLANEOUS EQUIPMENT
5.13.6 SULPHUR SOLIDIFICATION HANDLING AND STORAGE PACKAGE
INDEX
TITLE | DOC. N° | REV.
INSPECTION AND TEST PLAN FOR SULPHUR SOLIDIFICATION HANDLING AND STORAGE PACKAGE | 079254C-0000-ITP-4300-101 | B | ok
MATERIAL REQUISITION FOR SULPHUR SOLIDIFICATION HANDLING AND STORAGE PACKAGE | 079254C-0000-MR-4300-101 | B | ok
PARTICULAR TECH.SPEC. FOR SULPHUR SOLIDIFICATION, HANDLING, STORAGE AND LOADING PACKAGE (ALREADY ISSUED AS 0054-SP-4300) | 079254C-0000-SP-4300-101 | C | no
SCOPE OF SUPPLY FOR SULPHUR SOLIDIFICATION HANDLING AND STORAGE PACKAGE | 079254C-0000-SR-4300-101 | B | ok
Project
079254C
Unit
0000
Document Code
ML 100
Serial N°
Rev.
0
Page
-

## 5.13.7
ASSIUT HYDROCRACKING COMPLEX
ANOPC
5. ENGINEERING/DESIGN
5.13 PACKAGE UNITS & MISCELLANEOUS EQUIPMENT
5.13.7 FEED FILTERS
INDEX
TITLE | DOC. N° | REV.
INSPECTION AND TEST PLAN FOR FEED FILTERS | 079254C-0000-ITP-0846-201 | B | ok
MATERIAL REQUISITION FOR FEED FILTERS | 079254C-0000-MR-0846-201 | B | ok
PARTICULAR TECHNICAL SPECIFICATION FOR FEED FILTERS | 079254C-0000-SP-0846-201 | B | ok
SCOPE OF SUPPLY FOR FEED FILTERS | 079254C-0000-SR-0846-201 | B | ok
DATA SHEET FOR FEED OIL FILTER (1) 03-FL-001 | 079254C-1B03-SP-0841-001 | B | ok
Project
079254C
Unit
0000
Document Code
ML 100
Serial N°
Rev.
0
Page
-

## 5.13.8
ASSIUT HYDROCRACKING COMPLEX
ANOPC
5. ENGINEERING/DESIGN
5.13 PACKAGE UNITS & MISCELLANEOUS EQUIPMENT
5.13.8 DEMINERALIZATION WATER PACKAGE
INDEX
TITLE | DOC. N° | REV.
MATERIAL REQUISITION FOR DEMINERALIZATION WATER PACKAGE | 079254C-0000-MR-0213-001 | B | ok
PARTICULAR TECHNICAL SPECIFICATION FOR DEMINERALIZATION WATER PACKAGE (TAG N: 35-PK-001, 35-PK-002 AND 35-PK-003) | 079254C-0000-SP-0213-001 | B | ok
SCOPE OF SUPPLY FOR DEMINERALIZATION WATER PACKAGE | 079254C-0000-SR-0213-001 | B | ok
DUTY SPECIFICATION FOR POLISHER PACKAGE 35-PK-003 | 079254C-1G35-SP-0213-001 | B | ok
Project
079254C
Unit
0000
Document Code
ML 100
Serial N°
Rev.
0
Page
-

## 5.13.9
ASSIUT HYDROCRACKING COMPLEX
ANOPC
5. ENGINEERING/DESIGN
5.13 PACKAGE UNITS & MISCELLANEOUS EQUIPMENT
5.13.9 WATER FILTRATION PACKAGE
INDEX
TITLE | DOC. N° | REV.
INSPECTION AND TEST PLAN FOR WATER FILTRATION PACKAGE | 079254C-0000-ITP-0213-002 | B | no
MATERIAL REQUISITION FOR WATER FILTRATION PACKAGE | 079254C-0000-MR-0213-002 | B | si
PARTICULAR TECHNICAL SPECIFICATION FOR WATER FILTRATION (30-PK-006, 36-PK-001, 52-PK-301) | 079254C-0000-SP-0213-002 | B | no
SCOPE OF SUPPLY FOR WATER FILTRATION PACKAGE | 079254C-0000-SR-0213-002 | B | no
Project
079254C
Unit
0000
Document Code
ML 100
Serial N°
Rev.
0
Page
-

## 5.13.10
ASSIUT HYDROCRACKING COMPLEX
ANOPC
5. ENGINEERING/DESIGN
5.13 PACKAGE UNITS & MISCELLANEOUS EQUIPMENT
5.13.10 BIOLOGICAL TREATMENT PACKAGE
INDEX
TITLE | DOC. N° | REV.
INSPECTION AND TEST PLAN FOR BIOLOGICAL TREATMENT PACKAGE | 079254C-0000-ITP-0232-001 | B | ok
MATERIAL REQUISITION FOR BIOLOGICAL TREATMENT PACKAGE | 079254C-0000-MR-0232-001 | B | ok
PARTICULAR TECHNICAL SPECIFICATION FOR BIOLOGICAL TREATMENT PACKAGE | 079254C-0000-SP-0232-001 | B | ok
SCOPE OF SUPPLY FOR BIOLOGICAL TREATMENT PACKAGE | 079254C-0000-SR-0232-001 | B | ok
DUTY SPECIFICATION FOR BIOTREATMENT PACKAGES 52-PK-201 A/B AND 52-PK-706 | 079254C-1F52-SP-0232-001 | B | ok
Project
079254C
Unit
0000
Document Code
ML 100
Serial N°
Rev.
0
Page
-

## 5.13.11
ASSIUT HYDROCRACKING COMPLEX
ANOPC
5. ENGINEERING/DESIGN
5.13 PACKAGE UNITS & MISCELLANEOUS EQUIPMENT
5.13.11 SPENT CAUSTIC TREATMENT PACKAGE
INDEX
TITLE | DOC. N° | REV.
INSPECTION AND TEST PLAN FOR SPENT CAUSTIC TRAETMENT PACKAGE | 079254C-0000-ITP-0270-001 | B | ok
MATERIAL REQUISITION FOR SPENT CAUSTIC TRAETMENT PACKAGE | 079254C-0000-MR-0270-001 | B | ok
PARTICULAR TECHNICAL SPECIFICATION FOR SPENT CAUSTIC TRAETMENT PACKAGE (TAG N. 52-PK-001) | 079254C-0000-SP-0270-001 | B | ok
SCOPE OF SUPPLY FOR SPENT CAUSTIC TRAETMENT PACKAGE | 079254C-0000-SR-0270-001 | B | ok
DATA SHEET FOR DUTY SPECIFICATION FOR SPENT CAUSTIC TREATMENT PACKAGE 52-PK-201 A/B | 079254C-1F52-SP-0270-001 | B | ok
Project
079254C
Unit
0000
Document Code
ML 100
Serial N°
Rev.
0
Page
-

## 5.13.12
ASSIUT HYDROCRACKING COMPLEX
ANOPC
5. ENGINEERING/DESIGN
5.13 PACKAGE UNITS & MISCELLANEOUS EQUIPMENT
5.13.12 CLARIFIER PACKAGE
INDEX
TITLE | DOC. N° | REV.
INSPECTION AND TEST PLAN FOR CLARIFIER PACKAGE | 079254C-0000-ITP-0276-001 | B | ok
MATERIAL REQUISITION FOR CLARIFIER PACKAGE | 079254C-0000-MR-0276-001 | B | ok
PARTICULAR TECHNICAL SPECIFICATION FOR CLARIFIER AND THICKENERS (30-PK-01 A/B,30-PK-02 A/B) | 079254C-0000-SP-0276-001 | B | no
SCOPE OF SUPPLY FOR CLARIFIER PACKAGE | 079254C-0000-SR-0276-001 | B | no
Project
079254C
Unit
0000
Document Code
ML 100
Serial N°
Rev.
0
Page
-

## 5.13.13
ASSIUT HYDROCRACKING COMPLEX
ANOPC
5. ENGINEERING/DESIGN
5.13 PACKAGE UNITS & MISCELLANEOUS EQUIPMENT
5.13.13 COOLING TOWER
INDEX
TITLE | DOC. N° | REV.
INSPECTION AND TEST PLAN FOR COOLING TOWER | 079254C-0000-ITP-0310-001 | B | no
MATERIAL REQUISITION FOR COOLING TOWER | 079254C-0000-MR-0310-001 | B | ok
PARTICULAR TECHNICAL SPECIFICATION FOR COOLING TOWER (TAG N.:33-CT-01) | 079254C-0000-SP-0310-001 | B | no
SCOPEP OF SUPPLY FOR COOLING TOWER PACKAGE | 079254C-0000-SR-0310-001 | B | ok
DATA SHEET FOR MECHANICAL DRAFT WET COOLING TOWERS - 33-CT-001 | 079254C-1G33-SP-0310-001 | B | ok
Project
079254C
Unit
0000
Document Code
ML 100
Serial N°
Rev.
0
Page
-

## 5.13.14
ASSIUT HYDROCRACKING COMPLEX
ANOPC
5. ENGINEERING/DESIGN
5.13 PACKAGE UNITS & MISCELLANEOUS EQUIPMENT
5.13.14 PSA UNTIS
INDEX
TITLE | DOC. N° | REV.
INSPECTION AND TEST PLAN FOR PSA UNITS | 079254C-0000-ITP-4111-001 | B | no
MATERIAL REQUISIITON FOR PSA UNITS | 079254C-0000-MR-4111-001 | B | ok
PARTICULAR TECHNICAL SPECIFICATION FOR PSA UNITS (TAG N: 04-PK-002, 04-PK-003) | 079254C-0000-SP-4111-001 | B | no
SCOPE OF SUPPLY FOR PSA UNITS | 079254C-0000-SR-4111-001 | B | si
Project
079254C
Unit
0000
Document Code
ML 100
Serial N°
Rev.
0
Page
-

## 5.13.15
ASSIUT HYDROCRACKING COMPLEX
ANOPC
5. ENGINEERING/DESIGN
5.13 PACKAGE UNITS & MISCELLANEOUS EQUIPMENT
5.13.15 CHILLING UNIT
INDEX
TITLE | DOC. N° | REV.
INSPECTION AND TEST PLAN FOR CHILLING UNIT | 079254C-0000-ITP-4151-001 | B | ok
MATERIAL REQUISITION FOR CHILLING UNIT | 079254C-0000-MR-4151-001 | B | ok
PARTICULAR TECHNICAL SPECIFICATION FOR CHILLING UNIT (TAG N:52-PK-401) | 079254C-0000-SP-4151-001 | B | ok
SCOPE OF SUPPLY FOR CHILLING UNIT | 079254C-0000-SR-4151-001 | B | ok
DUTY SPECIFICATION FOR CHILLER PACKAGE 52-PK-401 | 079254C-1F52-SP-4151-001 | B | ok
Project
079254C
Unit
0000
Document Code
ML 100
Serial N°
Rev.
0
Page
-

## 5.13.16
ASSIUT HYDROCRACKING COMPLEX
ANOPC
5. ENGINEERING/DESIGN
5.13 PACKAGE UNITS & MISCELLANEOUS EQUIPMENT
5.13.16 SULPHUR DEGASSING BOX INTERNALS
INDEX
TITLE | DOC. N° | REV.
INSPECTION AND TEST PLAN FOR SULPHUR DEGASSING BOX INTERNALS | 079254C-0000-ITP-0845-101 | B | no
MATERIAL REQUISITION FOR SULPHUR DEGASSING BOX INTERNALS | 079254C-0000-MR-0845-101 | B | no
PARTICULAR TECHNICAL SPECIFICATION FOR SULPHUR DEGASSING BOX INTERNALS | 079254C-0000-SP-0845-101 | B | no
SCOPE OF SUPPLY FOR SULPHUR DEGASSING BOX INTERNALS | 079254C-0000-SR-0845-101 | B | ok
Project
079254C
Unit
0000
Document Code
ML 100
Serial N°
Rev.
0
Page
-

## 5.13.17
ASSIUT HYDROCRACKING COMPLEX
ANOPC
5. ENGINEERING/DESIGN
5.13 PACKAGE UNITS & MISCELLANEOUS EQUIPMENT
5.13.17 TECHNICAL BID TABULATION
INDEX
TITLE | DOC. N° | REV.
TECHNICAL EVALUATION FOR OBE PURPOSE DEMINERALIZATION PACKAGE 35-PK-001/002/003 | 079254C-0000-TBT-0213-001 | 1 | ok
TECHNICAL EVALUATION FOR OBE PURPOSE OF WATER FILTRATION UNIT 30-PK-006 36-PK-001 52-PK-301 | 079254C-0000-TBT-0213-002 | A | ok
TECHNICAL EVALUATION FOR OBE PURPOSE BIOLOGICAL TREATMENT PACKAGES 52-PK-201 A/B;52-PK-706 | 079254C-0000-TBT-0232-001 | A | ok
TECHNICAL EVALUATION FOR OBE PURPOSE SPENT CAUSTIC TREATMENT PACKAGE 52-PK-001 | 079254C-0000-TBT-0270-001 | A | ok
TECHNICAL EVALUATION FOR OBE PURPOSE CLARIFIER PACKAGE 30-PK-001 A/B 30-PK-002 A/B | 079254C-0000-TBT-0276-001 | 0 | ok
TECHNICAL EVALUATION FOR OBE PURPOSE OF COOLING TOWER 33-CT-001 | 079254C-0000-TBT-0310-001 | 1 | ok
TECHNICAL BID TABULATION FOR SULPHUR DEGASSING BOXE | 079254C-0000-TBT-0845-101 | 0 | ok
TECHNICAL EVALUATION FOR OBE PURPOSE OF FEED FILTERS | 079254C-0000-TBT-0846-201 | B | ok
TECHNICAL BID EVALUATION FOR VACUUM UNIT (MULTI STAGE EJECTORS) | 079254C-0000-TBT-0851-102 | C | ok
TECHNICAL EVALUATION FOR OBE PURPOSE OF COKER HANDLING SYSTEMS | 079254C-0000-TBT-4010-001 | 1 | ok
TECHNICAL EVALUATION FOR OBE PURPOSE OF COKER BRIDGE CRANE | 079254C-0000-TBT-4065-001 | 0 | ok
TECHNICAL EVALUATION FOR OBE PURPOSE OF PSA | 079254C-0000-TBT-4111-001 | 1 | ok
TECHNICAL EVALUATION FOR OBE PURPOSE OF CHILLING UNIT 52-PK-401 | 079254C-0000-TBT-4151-001 | A | ok
TECHNICAL EVALUATION FOR OBE PURPOSE OF HYDRAULIC DECOKING SYSTEM | 079254C-0000-TBT-4190-001 | 1 | ok
TECHNICAL EVALUATION FOR OBE PURPOSE OF TOP AND BOTTOM UNHEADING SYSTEMS | 079254C-0000-TBT-4190-002 | 0 | ok
TECHNICAL BID TABULATION FOR SULPHUR SOLIDIFICATION, HANDLING AND STORAGE PACKAGE | 079254C-0000-TBT-4300-101 | 1 | no
Project
079254C
Unit
0000
Document Code
ML 100
Serial N°
Rev.
0
Page
-